## AL-1
LABOUR SCHEDULE AL-1
LABOUR CHARGES OF 33 kV LINE ON 280 Kg. 9.1 Mtr. LONG PCC POLES, 365 Kg 11 Mtr. LONG PCC POLES AND 152x152 mm., 37.1 Kg./ Mtr., 13 Mtr. LONG H-BEAM POLE WITH RACCOON CONDUCTOR / DOG CONDUCTOR
S. No. | Particulars | Unit | Qty. | [8 empty] | For 280 Kg. 9.1 Mtr. Long PCC poles | [9 empty] | For 365 Kg. 11 Mtr. Long PCC poles | [9 empty] | For 152x152 mm 37.1 Kg/Mtr 13.0 Mtr Long H-Beam poles
|  |  |  | Year 2015-16 |  | Year 2016-17 |  | Year 2017-18 (Already published) |  | year 2018-19 |  | Year 2019-20 | [7 empty] | 2020-21 |  | Year 2019-20 | [7 empty] | 2020-21 |  | Year 2019-20 |  | 2020-21
|  |  |  | Rate | Amount | Rate | Amount | Rate | Amount | Rate | Amount | Rate | Amount | Rate | Amount | Rate | Amount | Rate | Amount | Rate | Amount | Rate | Amount | Rate | Amount | Rate | Amount | Rate | Amount | Rate | Amount | Rate | Amount | Rate | Amount
1 | Survey | Km. | 1 | 3013.4067 | 3013.4067 | 3200.7532 | 3200.7532 | 3389.6 | 3389.6 | 4331.2309 | 4331.2309 | 4558.1874 | 4558.1874 | 3200.7567 | 3200.7567 | 3389.6014 | 3389.6014 | 4331.2326 | 4331.2326 | 2500 | 2500 | 4558.1892 | 4558.1892 | 3200.75 | 3200.75 | 3389.5943 | 3389.5943 | 4331.2235 | 4331.2235 | 2500 | 2500 | 4558.1796 | 4558.1796 | 2500 | 2500
2 | Tree cutting | Km. | 1
3 | Approach Clearance | Km. | 1
4 | Pit digging | No. | 10 | 241.073 | 2410.7295 | 256.0607 | 2560.607 | 271.1683 | 2711.6828 | 346.4988 | 3464.9883 | 364.6554 | 3646.5537 | 281.4753 | 2814.7532 | 298.0824 | 2980.8236 | 380.8896 | 3808.8964 | 400 | 4000 | 400.8483 | 4008.4825 | 256.0607 | 2560.607 | 271.1683 | 2711.6828 | 346.4988 | 3464.9883 | 400 | 4000 | 364.6554 | 3646.5537 | 400 | 4000
5 | Stay Pit digging | No. | 3 | 200.8941 | 602.6824 | 213.3839 | 640.1517 | 225.9736 | 677.9207 | 288.749 | 866.2471 | 303.8795 | 911.6384 | 226.6502 | 679.9506 | 240.0226 | 720.0677 | 306.7008 | 920.1025 | 320 | 960 | 322.772 | 968.3159 | 213.3839 | 640.1517 | 225.9736 | 677.9207 | 288.749 | 866.2471 | 320 | 960 | 303.8795 | 911.6384 | 320 | 960
6 | Transportation of pole from road side to pole pit for a lead of 1.0 Km. | No. | 10 | 301.3412 | 3013.4119 | 320.0759 | 3200.7587 | 338.9604 | 3389.6035 | 433.1235 | 4331.2354 | 455.8192 | 4558.1921 | 383.4437 | 3834.4373 | 406.0669 | 4060.6691 | 518.8723 | 5188.723 | 500 | 5000 | 546.0612 | 5460.6121 | 320.0759 | 3200.7587 | 338.9604 | 3389.6035 | 433.1235 | 4331.2354 | 600 | 6000 | 455.8192 | 4558.1921 | 500 | 5000
7 | Shifting of materials (other No than pole) to pole pits | No. | 10 | 78.3487 | 783.4871 | 83.2197 | 832.1973 | 88.1297 | 881.2969 | 112.6121 | 1126.1212 | 118.513 | 1185.1299 | 88.3936 | 883.9358 | 93.6088 | 936.088 | 119.6133 | 1196.1333 | 130 | 1300 | 125.8811 | 1258.8107 | 83.2197 | 832.1973 | 88.1297 | 881.2969 | 112.6121 | 1126.1212 | 138 | 1380 | 118.513 | 1185.1299 | 130 | 1300
8 | Cross arm fixing complete with top clamp | No. | 10 | 80.3577 | 803.5765 | 85.3536 | 853.5357 | 90.3894 | 903.8943 | 115.4996 | 1154.9961 | 121.5518 | 1215.5179 | 90.6601 | 906.6008 | 96.009 | 960.0903 | 122.6803 | 1226.8034 | 133 | 1330 | 129.1088 | 1291.0879 | 85.3536 | 853.5357 | 90.3894 | 903.8943 | 115.4996 | 1154.9961 | 142 | 1420 | 121.5518 | 1215.5179 | 142 | 1420
9 | Pole erection complete | No. | 10 | 803.5765 | 8035.7651 | 853.5357 | 8535.3567 | 903.8943 | 9038.9427 | 1154.9961 | 11549.961 | 1215.5179 | 12155.1789 | 1045.1763 | 10451.7626 | 1106.8417 | 11068.4166 | 1414.3223 | 14143.2228 | 1400 | 14000 | 1488.4328 | 14884.3277 | 853.5357 | 8535.3567 | 903.8943 | 9038.9427 | 1154.9961 | 11549.961 | 1600 | 16000 | 1215.5179 | 12155.1789 | 1400 | 14000
10 | Concreting of stay and base pad for poles |  |  | 0 | 0 | 0 | 0 | 0 | 0 | 0 | 0 | 0 | 0 | 0 | 0 | 0 | 0 | 0 | 0 | 0 | 0 | 0 | 0 | 0 | 0 | 0 | 0 | 0 | 0 | 0 | 0 | 0 | 0 | 0 | 0
| (i) For PCC poles | Cft | 51 | 16.07 | 0 | 17.0652 | 870.326 | 18.0721 | 921.6752 | 23.0925 | 1177.7166 | 24.3025 | 1239.4289 | 17.0652 | 870.326 | 19.1958 | 978.9843 | 24.5284 | 1250.9461 | 0 | 0 | 25.8136 | 1316.4957 | 0 | 0 | 0 | 0 | 0 | 0 | 0 | 0 | 0 | 0 | 0 | 0
| (ii) For Rail poles | Cft | 270 | 16.07 | 4338.9 | 0 | 0 | 0 | 0 | 0 | 0 | 0 | 0 | 0 | 0 | 0 | 0 | 0 | 0 | 0 | 0 | 0 | 0 | 17.0704 | 4609.008 | 18.0776 | 4880.9395 | 23.0995 | 6236.8645 | 0 | 0 | 24.3099 | 6563.6762 | 0 | 0
11 | Stay erection complete | No. | 3 | 140.6259 | 421.8777 | 149.3687 | 448.1062 | 158.1815 | 474.5445 | 202.1243 | 606.373 | 212.7156 | 638.1469 | 158.6551 | 475.9654 | 168.0158 | 504.0474 | 214.6906 | 644.0718 | 250 | 750 | 225.9404 | 677.8211 | 149.3687 | 448.1062 | 158.1815 | 474.5445 | 202.1243 | 606.373 | 250 | 750 | 212.7156 | 638.1469 | 250 | 750
12 | Insulator fixing at each location | No. | 30 | 20.0894 | 602.6824 | 21.3384 | 640.1517 | 22.5974 | 677.9207 | 28.8749 | 866.2471 | 30.3879 | 911.6384 | 22.665 | 679.9506 | 24.0023 | 720.0677 | 30.6701 | 920.1025 | 35 | 1050 | 32.2772 | 968.3159 | 21.3384 | 640.1517 | 22.5974 | 677.9207 | 28.8749 | 866.2471 | 35 | 1050 | 30.3879 | 911.6384 | 35 | 1050
13 | Anti climbing devices and danger board fixing. | No. | 10 | 50.2235 | 502.2353 | 53.346 | 533.4598 | 56.4934 | 564.9339 | 72.1873 | 721.8726 | 75.9699 | 759.6987 | 56.6626 | 566.6255 | 60.0056 | 600.0564 | 76.6752 | 766.7521 | 90 | 900 | 80.693 | 806.9299 | 53.346 | 533.4598 | 56.4934 | 564.9339 | 72.1873 | 721.8726 | 100 | 1000 | 75.9699 | 759.6987 | 90 | 900
14 | Painting and numbering etc including steel support | No. | 10 | 60.2682 | 602.6824 | 64.0152 | 640.1517 | 67.7921 | 677.9207 | 86.6247 | 866.2471 | 91.1638 | 911.6384 | 67.9951 | 679.9506 | 72.0068 | 720.0677 | 92.0103 | 920.1025 | 100 | 1000 | 96.8316 | 968.3159 | 256.0563 | 2560.5634 | 271.1637 | 2711.6366 | 346.4929 | 3464.9293 | 100 | 1000 | 364.6492 | 3646.4916 | 400 | 4000
15 | Stringing of line for all three Raccoon conductors | Km. | 1 | 7834.871 | 7834.871 | 8321.9727 | 8321.9727 | 8812.9691 | 8812.9691 | 11261.212 | 11261.212 | 11851.2995 | 11851.2995 | 8839.3581 | 8839.3581 | 9360.8802 | 9360.8802 | 11961.3328 | 11961.3328 | 13000 | 13000 | 12588.1066 | 12588.1066 | 8321.9727 | 8321.9727 | 8812.9691 | 8812.9691 | 11261.212 | 11261.212 | 13000 | 13000 | 11851.2995 | 11851.2995 | 13000 | 13000
16 | Carpet guarding. | Span | 1 | 1707.6001 | 1707.6001 | 1813.7633 | 1813.7633 | 1920.7753 | 1920.7753 | 2454.3667 | 2454.3667 | 2582.9755 | 2582.9755 | 1926.5268 | 1926.5268 | 2040.1918 | 2040.1918 | 2606.9571 | 2606.9571 | 2582.98 | 2582.98 | 2743.5617 | 2743.5617 | 1813.7633 | 1813.7633 | 1920.7753 | 1920.7753 | 2454.3667 | 2454.3667 | 2743.56 | 2743.56 | 2582.9755 | 2582.9755 | 2582.98 | 2582.98
17 | Twisting of jointing sleeves | No. | 3 | 60.2682 | 180.8047 | 64.0152 | 192.0455 | 67.7921 | 203.3762 | 86.6247 | 259.8741 | 91.1638 | 273.4915 | 67.9951 | 203.9852 | 72.0068 | 216.0203 | 92.0103 | 276.0308 | 50 | 150 | 96.8316 | 290.4948 | 64.0152 | 192.0455 | 67.7921 | 203.3762 | 86.6247 | 259.8741 | 50 | 150 | 91.1638 | 273.4915 | 50 | 150
| TOTAL |  |  |  | 34854.7128 |  | 33283.3374 |  | 35247.0566 |  | 45038.6889 |  | 47398.7162 |  | 37069.0031 |  | 39256.0726 |  | 50161.4096 |  | 48522.98 |  | 52789.8674 | 12039.1159 | 38942.4278 | 12749.4237 | 41240.031 |  | 52696.5117 |  | 51953.56 |  | 55457.8089 |  | 51612.98
The rates are proposed for normal soil conditions. In case of soft rock & hard rock, the rates of pit digging will be taken as two times and ten times respectively as compared to the rates applicable for normal soil.

## AL-2
LABOUR SCHEDULE AL-2
SCHEDULE OF LABOUR CHARGES PER 33 kV D.P. STRUCTURE ( PCC POLE / 13 MTR. LONG RAIL POLE / H- BEAM )
S. No. | Particulars | Unit | Qty. | For 280 Kg. 9.1 Mtr. Long PCC poles | [5 empty] | For 280 Kg. 9.1 Mtr. Long PCC poles | [9 empty] | For 365 Kg. 11 Mtr. Long PCC poles | [9 empty] | For 152x152 mm 37.1 Kg/Mtr 13.0 Mtr Long H-Beam poles
|  |  |  | Year 2016-17 (PCC Pole) |  | Year 2017-18 (Already published) (PCC Pole) |  | year 2018-19 |  | Year 2019-20 | [7 empty] | 2020-21 |  | Year 2019-20 | [7 empty] | 2020-21 |  | Year 2019-20 |  | 2020-21
|  |  |  | Rate | Amount | Rate | Amount | Rate | Amount | Rate | Amount | Rate | Amount | Rate | Amount | Rate | Amount | Rate | Amount | Rate | Amount | Rate | Amount | Rate | Amount | Rate | Amount | Rate | Amount | Rate | Amount | Rate | Amount
1 | Pit digging | No. | 2 | 256.0607 | 512.1214 | 271.1683 | 542.3366 | 346.4988 | 692.9977 | 364.6554 | 729.3107 | 281.4753 | 562.9506 | 298.0824 | 596.1647 | 380.8896 | 761.7793 | 400 | 800 | 400.8483 | 801.6965 | 256.0607 | 512.1214 | 271.1683 | 542.3366 | 346.4988 | 692.9977 | 400 | 800 | 364.6554 | 729.3107 | 400 | 800
2 | Stay Pit digging | No. | 6 | 213.3839 | 1280.3035 | 225.9736 | 1355.8414 | 288.749 | 1732.4941 | 303.8795 | 1823.2768 | 213.3839 | 1280.3035 | 225.9736 | 1355.8414 | 288.749 | 1732.4941 | 320 | 1920 | 303.8795 | 1823.2768 | 213.3839 | 1280.3035 | 225.9736 | 1355.8414 | 288.749 | 1732.4941 | 320 | 1920 | 303.8795 | 1823.2768 | 320 | 1920
3 | Shifting of materials to pole pit | Set | 1 | 185.644 | 185.644 | 196.597 | 196.597 | 251.2117 | 251.2117 | 264.3751 | 264.3751 | 185.644 | 185.644 | 196.597 | 196.597 | 251.2117 | 251.2117 | 130 | 130 | 264.3751 | 264.3751 | 185.644 | 185.644 | 196.597 | 196.597 | 251.2117 | 251.2117 | 130 | 130 | 264.3751 | 264.3751 | 130 | 130
4 | Transportation of pole from road side to pole pit for a lead of 1.0 Km. | No. | 2 | 320.0759 | 640.1517 | 338.9604 | 677.9207 | 433.1235 | 866.2471 | 455.8192 | 911.6384 | 383.4437 | 766.8875 | 406.0669 | 812.1338 | 518.8723 | 1037.7446 | 500 | 1000 | 546.0612 | 1092.1224 | 320.0759 | 640.1517 | 338.9604 | 677.9207 | 433.1235 | 866.2471 | 500 | 1000 | 455.8192 | 911.6384 | 500 | 1000
5 | Cross arm fixing complete including insulator etc. | No. | 1 | 586.8058 | 586.8058 | 621.4273 | 621.4273 | 794.0598 | 794.0598 | 835.6686 | 835.6686 | 586.8058 | 586.8058 | 621.4273 | 621.4273 | 794.0598 | 794.0598 | 500 | 500 | 835.6686 | 835.6686 | 586.8058 | 586.8058 | 621.4273 | 621.4273 | 794.0598 | 794.0598 | 500 | 500 | 835.6686 | 835.6686 | 500 | 500
6 | Pole erection complete (including earthing) | No. | 2 | 853.5357 | 1707.0713 | 903.8943 | 1807.7885 | 1154.9961 | 2309.9922 | 1215.5179 | 2431.0358 | 1045.1763 | 2090.3525 | 1106.8417 | 2213.6833 | 1414.3223 | 2828.6446 | 1400 | 2800 | 1488.4328 | 2976.8655 | 853.5357 | 1707.0713 | 903.8943 | 1807.7885 | 1154.9961 | 2309.9922 | 1600 | 3200 | 1215.5179 | 2431.0358 | 1400 | 2800
7 | Concreting of stay and poles | Cft. | 103 | 17.0707 | 1758.2842 | 18.0779 | 1862.0229 | 23.0999 | 2379.2929 | 24.3104 | 2503.9678 | 17.0707 | 1758.2842 | 18.0779 | 1862.0229 | 23.0999 | 2379.2929 | 0 | 0 | 24.3104 | 2503.9678 | 17.0707 | 1758.2842 | 18.0779 | 1862.0229 | 23.0999 | 2379.2929 | 0 | 0 | 24.3104 | 2503.9678 | 0 | 0
8 | Stay erection complete with binding of stay wire. | No. | 6 | 149.3687 | 896.2124 | 158.1815 | 949.089 | 202.1243 | 1212.7459 | 212.7156 | 1276.2938 | 149.3687 | 896.2124 | 158.1815 | 949.089 | 202.1243 | 1212.7459 | 250 | 1500 | 212.7156 | 1276.2938 | 149.3687 | 896.2124 | 158.1815 | 949.089 | 202.1243 | 1212.7459 | 250 | 1500 | 212.7156 | 1276.2938 | 250 | 1500
9 | Anticlimbing devices and danger board fixing | No. | 2 | 53.346 | 106.692 | 56.4934 | 112.9868 | 72.1873 | 144.3745 | 75.9699 | 151.9397 | 53.346 | 106.692 | 56.4934 | 112.9868 | 72.1873 | 144.3745 | 90 | 180 | 75.9699 | 151.9397 | 53.346 | 106.692 | 56.4934 | 112.9868 | 72.1873 | 144.3745 | 100 | 200 | 75.9699 | 151.9397 | 90 | 180
10 | Painting of cross arm and numbering of poles etc. | No. | 2 | 64.0152 | 128.0303 | 67.7921 | 135.5841 | 86.6247 | 173.2494 | 91.1638 | 182.3277 | 64.0152 | 128.0303 | 67.7921 | 135.5841 | 86.6247 | 173.2494 | 100 | 200 | 91.1638 | 182.3277 | 256.0563 | 512.1127 | 271.1637 | 542.3273 | 346.4929 | 692.9859 | 100 | 200 | 364.6492 | 729.2983 | 400 | 800
| TOTAL |  |  |  | 7801.3167 |  | 8261.5944 |  | 10556.6653 |  | 11109.8345 |  | 8362.1621 |  | 8855.5304 |  | 11315.5968 |  | 9030 |  | 11908.534 |  | 8185.399 |  | 8668.3375 |  | 11076.4017 |  | 9450 |  | 11656.8052 |  | 9630
The rates are proposed for normal soil conditions. In case of soft rock & hard rock, the rates of pit digging will be taken as two times and ten times respectively as compared to the rates applicable for normal soil.

## AL-2 (A)
LABOUR SCHEDULE AL-2 (A)
SCHEDULE OF LABOUR CHARGES PER 33 kV FOUR POLE STRUCTURE (PCC POLE / 9.1 MTR. LONG / H- BEAM POLE )
S. No. | Particulars | Unit | Qty. | For 280 Kg. 9.1 Mtr. Long PCC poles | [17 empty] | For 152x152 mm 37.1 Kg/Mtr 13.0 Mtr Long H-Beam poles
|  |  |  | Year 2015-16 (PCC Pole) |  | Year 2016-17 (PCC Pole) |  | Year 2017-18 (Already published) (PCC Pole) |  | year 2018-19 |  | Year 2019-20 | [7 empty] | 2020-21 |  | Year 2019-20 |  | 2020-21
|  |  |  | Rate | Amount | Rate | Amount | Rate | Amount | Rate | Amount | Rate | Amount | Rate | Amount | Rate | Amount | Rate | Amount | Rate | Amount | Rate | Amount | Rate | Amount
1 | Pit digging | No. | 4 | 267.8991 | 1071.5963 | 284.5546 | 1138.2185 | 301.3433 | 1205.3734 | 385.0565 | 1540.2261 | 405.2335 | 1620.934 | 256.0607 | 1024.2428 | 271.1683 | 1084.6731 | 346.4988 | 1385.9953 | 400 | 1600 | 364.6554 | 1458.6215 | 400 | 1600
2 | Stay Pit digging | No. | 8 | 223.2492 | 1785.9938 | 237.1289 | 1897.0308 | 251.1195 | 2008.9556 | 320.8804 | 2567.0435 | 337.6946 | 2701.5566 | 213.3839 | 1707.0713 | 225.9736 | 1807.7885 | 288.749 | 2309.9922 | 320 | 2560 | 303.8795 | 2431.0358 | 320 | 2560
3 | Shifting of materials to pole pit | Set | 6 | 194.2268 | 1165.361 | 206.3021 | 1237.8126 | 218.4739 | 1310.8436 | 279.166 | 1674.9959 | 293.7943 | 1762.7657 | 185.644 | 1113.864 | 196.597 | 1179.582 | 251.2117 | 1507.2699 | 130 | 780 | 264.3751 | 1586.2509 | 130 | 780
4 | Transportation of pole from road side to pole pit for a lead of 1.0 Km. | No. | 4 | 334.8738 | 1339.4953 | 355.6933 | 1422.7731 | 376.6792 | 1506.7167 | 481.3207 | 1925.2826 | 506.5419 | 2026.1674 | 320.0759 | 1280.3035 | 338.9604 | 1355.8414 | 433.1235 | 1732.4941 | 500 | 2000 | 455.8192 | 1823.2768 | 500 | 2000
5 | Cross arm fixing complete including insulator etc. | No. | 6 | 613.9354 | 3683.6122 | 652.1043 | 3912.6261 | 690.5785 | 4143.471 | 882.4212 | 5294.5272 | 928.6601 | 5571.9605 | 586.8058 | 3520.8346 | 621.4273 | 3728.5639 | 794.0598 | 4764.3589 | 850 | 5100 | 835.6686 | 5014.0113 | 850 | 5100
6 | Pole erection complete (including earthing) | No. | 4 | 892.9969 | 3571.9876 | 948.5154 | 3794.0616 | 1004.4778 | 4017.9113 | 1283.5218 | 5134.087 | 1350.7783 | 5403.1132 | 853.5357 | 3414.1427 | 903.8943 | 3615.5771 | 1154.9961 | 4619.9844 | 1400 | 5600 | 1215.5179 | 4862.0716 | 1400 | 5600
7 | Concreting of stay and poles | Cft. | 134 | 17.8599 | 2393.2317 | 18.9703 | 2542.0213 | 20.0896 | 2692.0005 | 25.6704 | 3439.8383 | 27.0156 | 3620.0858 | 17.0707 | 2287.4756 | 18.0779 | 2422.4366 | 23.0999 | 3095.3895 | 0 | 0 | 24.3104 | 3257.588 | 0 | 0
8 | Stay erection complete with binding of stay wire. | No. | 8 | 156.2745 | 1250.1957 | 165.9902 | 1327.9216 | 175.7836 | 1406.2689 | 224.6163 | 1796.9305 | 236.3862 | 1891.0896 | 149.3687 | 1194.9499 | 158.1815 | 1265.452 | 202.1243 | 1616.9945 | 250 | 2000 | 212.7156 | 1701.7251 | 250 | 2000
9 | Anticlimbing devices and danger board fixing | No. | 4 | 55.8123 | 223.2492 | 59.2822 | 237.1289 | 62.7799 | 251.1195 | 80.2201 | 320.8804 | 84.4236 | 337.6946 | 53.346 | 213.3839 | 56.4934 | 225.9736 | 72.1873 | 288.749 | 90 | 360 | 75.9699 | 303.8795 | 90 | 360
10 | Painting of cross arm and numbering of poles etc. | No. | 6 | 66.9748 | 401.8486 | 71.1387 | 426.8319 | 75.3358 | 452.015 | 96.2641 | 577.5848 | 101.3084 | 607.8502 | 256.0563 | 1536.338 | 271.1637 | 1626.982 | 346.4929 | 2078.9576 | 100 | 600 | 364.6492 | 2187.895 | 400 | 2400
| TOTAL |  |  |  | 16886.5713 |  | 17936.4264 |  | 18994.6755 |  | 24271.3964 |  | 25543.2175 |  | 17292.6064 |  | 18312.8702 |  | 23400.1855 |  | 20600 |  | 24626.3553 |  | 22400
The rates are proposed for normal soil conditions. In case of soft rock & hard rock, the rates of pit digging will be taken as two times and ten times respectively as compared to the rates applicable for normal soil.

## AL-3
LABOUR SCHEDULE AL-3
LABOUR CHARGES OF 33 kV LINE ON 280 Kg. 9.1 MTR. LONG PCC POLES, 365 Kg 11 MTR. LONG PCC POLES AND 152x152 mm, 37.1 Kg./ Mtr., 13 Mtr. LONG H-BEAM POLE WITH DOG CONDUCTOR
S. No. | Particulars | Unit | Qty. | For 280 Kg. 9.1 Mtr. Long PCC poles | [17 empty] | For 365 Kg. 11 Mtr. Long PCC poles | [9 empty] | For 152x152 mm 37.1 Kg/Mtr 13.0 Mtr Long H-Beam poles
|  |  |  | Year 2015-16 |  | Year 2016-17 |  | Year 2017-18 (Already published) |  | year 2018-19 |  | Year 2019-20 | [7 empty] | 2020-21 |  | Year 2019-20 | [7 empty] | 2020-21 |  | Year 2019-20 |  | 2020-21
|  |  |  | Rate | Amount | Rate | Amount | Rate | Amount | Rate | Amount | Rate | Amount | Rate | Amount | Rate | Amount | Rate | Amount | Rate | Amount | Rate | Amount | Rate | Amount | Rate | Amount | Rate | Amount | Rate | Amount | Rate | Amount | Rate | Amount
1 | Survey | Km. | 1 | 3013.4119 | 3013.4119 | 3200.7587 | 3200.7587 | 3389.6035 | 3389.6035 | 4331.2354 | 4331.2354 | 4558.1921 | 4558.1921 | 3200.7567 | 3200.7567 | 3389.6014 | 3389.6014 | 4331.2326 | 4331.2326 | 2500 | 2500 | 4558.1892 | 4558.1892 | 3200.7587 | 3200.7587 | 3389.6035 | 3389.6035 | 4331.2354 | 4331.2354 | 2500 | 2500 | 4558.1921 | 4558.1921 | 2500 | 2500
2 | Tree cutting | Km. | 1
3 | Approach Clearance | Km. | 1
4 | Pit digging | No. | 10 | 241.073 | 2410.7295 | 256.0607 | 2560.607 | 271.1683 | 2711.6828 | 346.4988 | 3464.9883 | 364.6554 | 3646.5537 | 281.4753 | 2814.7532 | 298.0824 | 2980.8236 | 380.8896 | 3808.8964 | 400 | 4000 | 400.8483 | 4008.4825 | 256.0607 | 2560.607 | 271.1683 | 2711.6828 | 346.4988 | 3464.9883 | 400 | 4000 | 364.6554 | 3646.5537 | 400 | 4000
5 | Stay Pit digging | No. | 3 | 200.8941 | 602.6824 | 213.3839 | 640.1517 | 225.9736 | 677.9207 | 288.749 | 866.2471 | 303.8795 | 911.6384 | 213.3795 | 640.1386 | 225.9689 | 677.9068 | 288.7431 | 866.2293 | 320 | 960 | 303.8732 | 911.6197 | 213.3839 | 640.1517 | 225.9736 | 677.9207 | 288.749 | 866.2471 | 320 | 960 | 303.8795 | 911.6384 | 320 | 960
6 | Transportation of pole from road side to pole pit for a lead of 1.0 Km. | No. | 10 | 301.3412 | 3013.4119 | 320.0759 | 3200.7587 | 338.9604 | 3389.6035 | 433.1235 | 4331.2354 | 455.8192 | 4558.1921 | 383.4437 | 3834.4373 | 406.0669 | 4060.6691 | 518.8723 | 5188.723 | 500 | 5000 | 546.0612 | 5460.6121 | 320.0759 | 3200.7587 | 338.9604 | 3389.6035 | 433.1235 | 4331.2354 | 600 | 6000 | 455.8192 | 4558.1921 | 600 | 6000
7 | Shifting of materials (other No than pole) to pole pits | No. | 10 | 78.3487 | 783.4871 | 83.2197 | 832.1973 | 88.1297 | 881.2969 | 112.6121 | 1126.1212 | 118.513 | 1185.1299 | 83.2211 | 832.211 | 88.1311 | 881.3114 | 112.614 | 1126.1397 | 130 | 1300 | 118.5149 | 1185.1495 | 83.2197 | 832.1973 | 88.1297 | 881.2969 | 112.6121 | 1126.1212 | 138 | 1380 | 118.513 | 1185.1299 | 130 | 1300
8 | Cross arm fixing complete with top clamp | No. | 10 | 80.3577 | 803.5765 | 85.3536 | 853.5357 | 90.3894 | 903.8943 | 115.4996 | 1154.9961 | 121.5518 | 1215.5179 | 85.3561 | 853.5606 | 90.3921 | 903.9207 | 115.503 | 1155.0299 | 133 | 1330 | 121.5553 | 1215.5534 | 85.3536 | 853.5357 | 90.3894 | 903.8943 | 115.4996 | 1154.9961 | 142 | 1420 | 121.5518 | 1215.5179 | 142 | 1420
9 | Pole erection complete | No. | 10 | 803.5765 | 8035.7651 | 853.5357 | 8535.3567 | 903.8943 | 9038.9427 | 1154.9961 | 11549.961 | 1215.5179 | 12155.1789 | 1045.1763 | 10451.7626 | 1106.8417 | 11068.4166 | 1414.3223 | 14143.2228 | 1400 | 14000 | 1488.4328 | 14884.3277 | 853.5357 | 8535.3567 | 903.8943 | 9038.9427 | 1154.9961 | 11549.961 | 1600 | 16000 | 1215.5179 | 12155.1789 | 1400 | 14000
10 | Concreting of stay and base pad for poles |  |  | 0 | 0 | 0 | 0 | 0 | 0 | 0 | 0 | 0 | 0 | 0 | 0 | 0 | 0 | 0 | 0 | 0 | 0 | 0 | 0 | 0 | 0 | 0 | 0 | 0 | 0 | 0 | 0 | 0 | 0 | 0 | 0
| (i) For PCC poles | Cft | 51 | 16.0715 | 819.648 | 17.0707 | 870.6064 | 18.0779 | 921.9722 | 23.0999 | 1178.096 | 24.3104 | 1239.8283 | 17.0707 | 870.6064 | 18.0779 | 921.9722 | 23.0999 | 1178.096 | 0 | 0 | 24.3104 | 1239.8283 | 0 | 0 | 0 | 0 | 0 | 0 | 0 | 0 | 0 | 0 | 0 | 0
| (ii) For Rail poles | Cft | 270 | 0 | 0 | 0 | 0 | 0 | 0 | 0 | 0 | 0 | 0 | 0 | 0 | 0 | 0 | 0 | 0 | 0 | 0 | 0 | 0 | 17.0707 | 4609.0926 | 18.0779 | 4881.0291 | 23.0999 | 6236.9789 | 0 | 0 | 24.3104 | 6563.7966 | 0 | 0
11 | Stay erection complete | No. | 3 | 140.6259 | 421.8777 | 149.3687 | 448.1062 | 158.1815 | 474.5445 | 202.1243 | 606.373 | 212.7156 | 638.1469 | 149.3731 | 448.1193 | 158.1861 | 474.5584 | 202.1302 | 606.3907 | 250 | 750 | 212.7218 | 638.1655 | 149.3687 | 448.1062 | 158.1815 | 474.5445 | 202.1243 | 606.373 | 250 | 750 | 212.7156 | 638.1469 | 250 | 750
12 | Insulator fixing with G.I. Pin | No. | 30 | 20.0894 | 602.6824 | 21.3384 | 640.1517 | 22.5974 | 677.9207 | 28.8749 | 866.2471 | 30.3879 | 911.6384 | 21.339 | 640.1705 | 22.598 | 677.9405 | 28.8757 | 866.2724 | 35 | 1050 | 30.3888 | 911.6651 | 21.3384 | 640.1517 | 22.5974 | 677.9207 | 28.8749 | 866.2471 | 35 | 1050 | 30.3879 | 911.6384 | 35 | 1050
13 | Anti climbing devices and danger board. | No. | 10 | 50.2235 | 502.2353 | 53.346 | 533.4598 | 56.4934 | 564.9339 | 72.1873 | 721.8726 | 75.9699 | 759.6987 | 53.3422 | 533.4223 | 56.4894 | 564.8942 | 72.1822 | 721.8218 | 90 | 900 | 75.9645 | 759.6453 | 53.346 | 533.4598 | 56.4934 | 564.9339 | 72.1873 | 721.8726 | 100 | 1000 | 75.9699 | 759.6987 | 90 | 900
14 | Painting and numbering etc. | No. | 10 | 60.2682 | 602.6824 | 64.0152 | 640.1517 | 67.7921 | 677.9207 | 86.6247 | 866.2471 | 91.1638 | 911.6384 | 64.017 | 640.1705 | 67.7941 | 677.9405 | 86.6272 | 866.2724 | 100 | 1000 | 91.1665 | 911.6651 | 256.0563 | 2560.5634 | 271.1637 | 2711.6366 | 346.4929 | 3464.9293 | 100 | 1000 | 364.6492 | 3646.4916 | 400 | 4000
15 | Stringing of line for Dog conductor | Km. | 1 | 9040.2357 | 9040.2357 | 9602.2762 | 9602.2762 | 10168.8105 | 10168.8105 | 12993.7061 | 12993.7061 | 13674.5763 | 13674.5763 | 9602.2808 | 9602.2808 | 10168.8153 | 10168.8153 | 12993.7122 | 12993.7122 | 15000 | 15000 | 13674.5827 | 13674.5827 | 9602.2762 | 9602.2762 | 10168.8105 | 10168.8105 | 12993.7061 | 12993.7061 | 15000 | 15000 | 13674.5763 | 13674.5763 | 15000 | 15000
16 | Carpet guarding | Span | 1 | 1707.6001 | 1707.6001 | 1813.7633 | 1813.7633 | 1920.7753 | 1920.7753 | 2454.3667 | 2454.3667 | 2582.9755 | 2582.9755 | 1813.7632 | 1813.7632 | 1920.7752 | 1920.7752 | 2454.3666 | 2454.3666 | 2582.98 | 2582.98 | 2582.9754 | 2582.9754 | 1813.7633 | 1813.7633 | 1920.7753 | 1920.7753 | 2454.3667 | 2454.3667 | 2743.56 | 2743.56 | 2582.9755 | 2582.9755 | 2582.98 | 2582.98
17 | Twisting of jointing sleeves | No. | 3 | 60.2682 | 180.8047 | 64.0152 | 192.0455 | 67.7921 | 203.3762 | 86.6247 | 259.8741 | 91.1638 | 273.4915 | 64.017 | 192.0511 | 67.7941 | 203.3822 | 86.6272 | 259.8817 | 50 | 150 | 91.1665 | 273.4995 | 64.0152 | 192.0455 | 67.7921 | 203.3762 | 86.6247 | 259.8741 | 50 | 150 | 91.1638 | 273.4915 | 50 | 150
| TOTAL |  |  |  | 32540.8308 |  | 34563.9268 |  | 36603.1985 |  | 46771.567 |  | 49222.3971 |  | 37368.1211 |  | 39572.928 |  | 50566.2875 |  | 50522.98 |  | 53215.9609 |  | 40221.384 |  | 42595.9713 | 0 | 54429.1321 |  | 53953.56 |  | 57281.2186 |  | 54612.98
The rates are proposed for normal soil conditions. In case of soft rock & hard rock, the rates of pit digging will be taken as two times and ten times respectively as compared to the rates applicable for normal soil.

## AL-3(A)
| LABOUR SCHEDULE AL-3 (A) | [7 empty] | NEW ADDED
LABOUR SCHEDULE FOR AUGMENTATION OF 33 kV LINE FROM RACCOON TO DOG CONDUCTOR
S. No. | Particulars | Unit | Qty. | 2017-18 |  | 2018-19 (27.77%) |  | 2020-21
|  |  |  | Rate | Amount | Rate | Amount | Rate | Amount
1 | Stay Pit digging | No. | 2 | 225.9736 | - | 288.75 | - | 320 | 640
2 | Twisting of jointing sleeves | No. | 3 | 67.79 | - | 86.62 | - | 50 | 150
3 | Insulator fixing with G.I. Pin | No. | 6 | 22.6 | - | 28.87 | - | 50 | 300
4 | Carpet guarding | Span | 1 | 1920.78 | 1920.78 | 2454.37 | 2454.37 | 2582.98 | 2582.98
5 | Stringing of line for Dog conductor | Km. | 1 | 10168.81 | 10168.81 | 12993.71 | 12993.71 | 15000 | 15000
6 | Shifting of materials to pits | No. | 10 | 88.13 | - | 112.61 | - | 130 | 1300
7 | Stay erection | No. | 2 | 158.18 | 316.36 | 202.12 | 404.24 | 250 | 500
| TOTAL |  |  |  | 12405.95 |  | 15852.32 |  | 20472.98
8 | Dismantling of line | Km. | [5 empty] | 9800 | 9800
9 | G.TOTAL | [7 empty] | 30272.98

## AL-3 (B)
LABOUR SCHEDULE AL-3 (B)
LABOUR CHARGES FOR ADDITIONAL MID-SPAN H-BEAM POLE FOR 33 kV LINE
S. No. | Particulars | Unit | Qty. | For 60 Kg. / Mtr. 13.0 Mt. Rail poles |  | For 37.1 Kg/ Mtr. 13.0 Mtr. Long H-Beam Pole | [7 empty] | For 37.1 Kg/ Mtr. 13.0 Mtr. Long H-Beam Pole
|  |  |  | Year 2015-16 |  | Year 2016-17 |  | Year 2017-18 (Already published) |  | year 2018-19 |  | Year 2019-20 |  | 2020-21
|  |  |  | Rate | Amount | Rate | Amount | Rate | Amount | Rate | Amount | Rate | Amount | Rate | Amount
1 | Pit digging | No. | 1 | 241.073 | 241.073 | 256.0607 | 256.0607 | 271.1683 | 271.1683 | 346.4988 | 346.4988 | 364.6554 | 364.6554 | 400 | 400
2 | Transportation of pole from road side to pole pit for a lead of 1.0 Km. | No. | 1 | 301.3412 | 301.3412 | 320.0759 | 320.0759 | 338.9604 | 338.9604 | 433.1235 | 433.1235 | 455.8192 | 455.8192 | 625 | 625
3 | Shifting of materials (other No than pole) to pole pits | No. | 1 | 78.3487 | 78.3487 | 83.2197 | 83.2197 | 88.1297 | 88.1297 | 112.6121 | 112.6121 | 118.513 | 118.513 | 130 | 130
4 | Cross arm fixing complete with top clamp | No. | 1 | 80.3577 | 80.3577 | 85.3536 | 85.3536 | 90.3894 | 90.3894 | 115.4996 | 115.4996 | 121.5518 | 121.5518 | 133 | 133
5 | Pole erection complete | No. | 1 | 803.5765 | 803.5765 | 853.5357 | 853.5357 | 903.8943 | 903.8943 | 1154.9961 | 1154.9961 | 1215.5179 | 1215.5179 | 1400 | 1400
6 | Concreting of pole @ 0.6 cmt. Per pole and @ 0.05 cmt per pole for base padding | Cft | 24 | 14.7959 | 355.1019 | 15.7158 | 377.1789 | 16.643 | 399.4325 | 21.2664 | 510.3948 | 22.3808 | 537.1395 | 0 | 0
7 | Insulator fixing with G.I. Pin | No. | 3 | 20.0894 | 60.2682 | 21.3384 | 64.0152 | 22.5974 | 67.7921 | 28.8749 | 86.6247 | 30.3879 | 91.1638 | 35 | 105
8 | Anti climbing devices and danger board. | No. | 1 | 50.2235 | 50.2235 | 53.346 | 53.346 | 56.4934 | 56.4934 | 72.1873 | 72.1873 | 75.9699 | 75.9699 | 90 | 90
9 | Painting and numbering etc. | No. | 1 | 241.0688 | 241.0688 | 256.0563 | 256.0563 | 271.1637 | 271.1637 | 346.4929 | 346.4929 | 364.6492 | 364.6492 | 400 | 400
10 | TOTAL |  |  |  | 2211.3595 |  | 2348.8419 |  | 2487.4236 |  | 3178.4299 |  | 3344.9796 |  | 3283
Note :- The rates are proposed for normal soil conditions. In case of soft rock & hard rock, the rates of pit digging will be taken as two times and ten times respectively as compared to the rates applicable for normal soil.

## AL-4
LABOUR SCHEDULE AL-4
LABOUR CHARGES OF 33 kV LINE ON 37.1 Kg. / Mtr. H-BEAM POLE 13 Mtr. Long MAX. 50 METER SPAN ON PANTHER CONDUCTOR
| S. No. | Particulars | Unit | Qty. | For 60 Kg./ Mtr 13 Mtr. Long Rail poles | [9 empty] | For 37.1 Kg/ Mtr. 13.0 Mtr. Long H-Beam Pole
[5 empty] | Year 2015-16 |  | Year 2016-17 |  | Year 2017-18 (Already published) |  | year 2018-19 |  | Year 2019-20 |  | 2020-21
[5 empty] | Rate | Amount | Rate | Amount | Rate | Amount | Rate | Amount | Rate | Amount | Rate | Amount
| 1 | Survey | Km. | 1 | 3013.4119 | 3013.4119 | 3200.7587 | 3200.7587 | 3389.6035 | 3389.6035 | 4331.2354 | 4331.2354 | 4558.1921 | 4558.1921 | 2500 | 2500
| 2 | Tree cutting | Km. | 1
| 3 | Approach Clearance | Km. | 1
| 4 | Pit digging 7 feet depth | No. | 20 | 281.2518 | 5625.0356 | 298.7375 | 5974.7497 | 316.363 | 6327.2599 | 404.2486 | 8084.9727 | 425.4313 | 8508.6253 | 450 | 9000
| 5 | Stay Pit digging | No. | 12 | 200.8941 | 2410.7295 | 213.3839 | 2560.607 | 225.9736 | 2711.6828 | 288.749 | 3464.9883 | 303.8795 | 3646.5537 | 320 | 3840
| 6 | Transportation of pole from road side to pole pit for a lead of 1.0 Km. | No. | 20 | 401.7883 | 8035.7651 | 426.7678 | 8535.3567 | 451.9471 | 9038.9427 | 577.498 | 11549.961 | 607.7589 | 12155.1789 | 500 | 10000
| 7 | Shifting of materials (other No than pole) to pole pits | No. | 20 | 78.3487 | 1566.9742 | 83.2197 | 1664.3945 | 88.1297 | 1762.5938 | 112.6121 | 2252.2424 | 118.513 | 2370.2599 | 130 | 2600
| 8 | DC Cross arm fixing | No. | 30 | 120.5365 | 3616.0943 | 128.0303 | 3840.9105 | 135.5841 | 4067.5242 | 173.2494 | 5197.4824 | 182.3277 | 5469.8305 | 190 | 5700
| 9 | Pole erection complete | No. | 20 | 1004.4706 | 20089.4128 | 1066.9196 | 21338.3916 | 1129.8678 | 22597.3567 | 1443.7451 | 28874.9025 | 1519.3974 | 30387.9473 | 1600 | 32000
| 10 | Concreting of stay and base pad for poles | Cft | 512 | 16.0715 | 8228.6235 | 17.0707 | 8740.2052 | 18.0779 | 9255.8773 | 23.0999 | 11827.16 | 24.3104 | 12446.9032 | 0 | 0
| 11 | Stay erection complete | No. | 12 | 140.6259 | 1687.5107 | 149.3687 | 1792.4249 | 158.1815 | 1898.178 | 202.1243 | 2425.4918 | 212.7156 | 2552.5876 | 250 | 3000
| 12 | Insulator fixing with hardware | No. | 180 | 20.0894 | 3616.0943 | 21.3384 | 3840.9105 | 22.5974 | 4067.5242 | 28.8749 | 5197.4824 | 30.3879 | 5469.8305 | 35 | 6300
| 13 | Anti climbing devices and danger board. | No. | 20 | 50.2235 | 1004.4706 | 53.346 | 1066.9196 | 56.4934 | 1129.8678 | 72.1873 | 1443.7451 | 75.9699 | 1519.3974 | 90 | 1800
| 14 | Painting and numbering etc. | No. | 20 | 241.073 | 4821.4591 | 256.0607 | 5121.214 | 271.1683 | 5423.3656 | 346.4988 | 6929.9766 | 364.6554 | 7293.1074 | 400 | 8000
| 15 | Stringing of line for Panther conductor | Km. | 1 | 30134.1191 | 30134.1191 | 32007.5875 | 32007.5875 | 33896.0351 | 33896.0351 | 43312.3537 | 43312.3537 | 45581.921 | 45581.921 | 50568 | 50568
| 16 | Carpet guarding | Span | 5 | 2008.9413 | 10044.7064 | 2133.8392 | 10669.1958 | 2259.7357 | 11298.6784 | 2887.4902 | 14437.4512 | 3038.7947 | 15193.9737 | 3038.79 | 15193.95
| 17 | Twisting of jointing sleeves | No. | 6 | 120.5365 | 723.2189 | 128.0303 | 768.1821 | 135.5841 | 813.5048 | 173.2494 | 1039.4965 | 182.3277 | 1093.9661 | 150 | 900
|  | TOTAL |  |  |  | 104617.6259 |  | 111121.8083 |  | 117677.995 |  | 150368.942 |  | 158248.2746 |  | 151401.95
The rates are proposed for normal soil conditions. In case of soft rock & hard rock, the rates of pit digging will be taken as two times and ten times respectively as compared to the rates applicable for normal soil.

## AL-5
LABOUR SCHEDULE AL-5 (REVISED)
SCHEDULE OF LABOUR CHARGES FOR 33 kV / 11 kV UNDERGROUND CABLE CROSSING UNDER EXISTING RAIWAY TRACK / ROAD CROSSING 2.5 Mtr. DEEP FROM GROUND LEVEL. (60 Mtr. LONG CORRIDOR / ROUTE LENGTH OF HDPE PIPE DOUBLE CIRCUIT )
S. No. | Particulars | Unit | Year 2015-16 |  |  | Qty. | Year 2016-17 |  |  | Year 2017-18 |  |  | Year 2018-19 |  |  | Year 2016-17 |  |  | Year 2017-18 |  |  | Year 2019-20 | [5 empty] | 2020-21 |  |  | Year 2019-20 |  |  | Year 2020-21
[13 empty] | Using HDD Technique | [14 empty] | Using HDD Technique |  |  | Using Pipe Pushing |  |  | Using Pipe Pushing
|  |  | Qty. | Rate | Amount |  | Rate | 3x240 sq.mm AB XLPE Cable | 3x400 sq.mm AB XLPE Cable | Rate | 3x240 sq.mm AB XLPE Cable | 3x400 sq.mm AB XLPE Cable | Rate | 3x240 sq.mm AB XLPE Cable | 3x400 sq.mm AB XLPE Cable | Rate | 3x240 sq.mm AB XLPE Cable | 3x400 sq.mm AB XLPE Cable | Rate | 3x240 sq.mm AB XLPE Cable | 3x400 sq.mm AB XLPE Cable | Rate | 3x240 sq.mm AB XLPE Cable | 3x400 sq.mm AB XLPE Cable | Rate | 3x240 sq.mm AB XLPE Cable | 3x400 sq.mm AB XLPE Cable | Rate | 3x240 sq.mm AB XLPE Cable | 3x400 sq.mm AB XLPE Cable | Rate | 3x240 sq.mm AB XLPE Cable | 3x400 sq.mm AB XLPE Cable | Rate | 3x240 sq.mm AB XLPE Cable | 3x400 sq.mm AB XLPE Cable
[8 empty] | Amount | Amount |  | Amount | Amount |  | Amount | Amount |  | Amount | Amount |  | Amount | Amount |  | Amount | Amount |  | Amount | Amount |  | Amount | Amount |  | Amount | Amount |  | Amount | Amount
1 | 2 | 3 | 4 | 5 | 6 | 4 | 8 | 9 | 10 | 11 | 12 | 13 | 4 | 5 | 6 | 17 | 18 | 19 | 20 | 21 | 22 |  | 7 | 8 | 9 | 10 | 11 | 5 | 6 | 7 |  | 12 | 13
1 | Labour charges for laying of HDPE Pipe of maximum 240 mm dia, in normal soil under 2.5 mtr. Deep from ground level using
b | Pipe Pushing method * | Mtr. | 100 | 12899.2199 | 1289921.9898 | 120 | & | & | & | [6 empty] | 13701.1773 | 1644141.2758 | 1644141.2758 | 14509.5468 | 1741145.6111 | 1741145.6111 |  |  |  | 18540.2988 | 2224835.8619 | 2224835.8619 |  |  |  | 19511.8105 | 2341417.261 | 2341417.261 | 1800 | 216000 | 216000
a | Using HDD Technique (Horizontal Directional Drilling) ** | Mtr. |  |  |  | 120 | 1285.2269 | 154227.2292 | 154227.2292 | 1361.0553 | 163326.6357 | 163326.6357 | 1739.1565 | 208698.7751 | 208698.7751 | & | & | & | & | & | & | 1830.2883 | 219634.5909 | 219634.5909 | & | & | & | 1200 | 144000 | 144000 | 0 | 0 | 0 | 0 | 0 | 0
2 | Laying of 240 sqmm 3 core XLPE cable through HDPE pipe. | Mtr. | 160 | 322.4805 | 51596.8796 | 180 | 342.5294 | 61655.2978 |  | 362.7387 | 65292.9604 | & | 463.5075 | 83431.3448 | & | 342.5294 | 61655.2978 |  | 362.7387 | 65292.9604 |  | 487.7953 | 87803.1473 | 0 | 463.5075 | 83431.3448 |  | 300 | 54000 | 0 | 487.7953 | 87803.1473 | 0 | 300 | 54000 | 0
3 | Laying of 400 sqmm 3 core XLPE cable through HDPE pipe. | Mtr. |  |  |  | 190 | 342.5294 |  | 65080.5922 | 362.7387 |  | 68920.3471 | 463.5075 |  | 88066.4195 | 342.5294 |  | 65080.5922 | 362.7387 |  | 68920.3471 | 487.7953 | 0 | 92681.0999 | 463.5075 |  | 88066.4195 | 400 | 0 | 76000 | 487.7953 |  | 92681.0999 | 400 | 0 | 76000
4 | Earthing pit digging and laying of earth pipe complete. | Set. | 4 | 7042.9741 | 28171.8963 | 10 | 746.8437 | 7468.4371 | 7468.4371 | 790.9075 | 7909.0749 | 7909.0749 | 1010.6216 | 10106.2159 | 10106.2159 | 746.8437 | 7468.4371 | 7468.4371 | 790.9075 | 7909.0749 | 7909.0749 | 1063.5782 | 10635.7816 | 10635.7816 | 1010.6216 | 10106.2159 | 10106.2159 | 250 | 2500 | 2500 | 1063.5782 | 10635.7816 | 10635.7816 | 250 | 2500 | 2500
5 | Joining kit labour charges. | Set. | 4 | 5159.688 | 20638.7518 | 4 | 5480.4709 | 21921.8837 | 21921.8837 | 5803.8187 | 23215.2748 | 23215.2748 | 7416.1195 | 29664.4782 | 29664.4782 | 5480.4709 | 21921.8837 | 21921.8837 | 5803.8187 | 23215.2748 | 23215.2748 | 7804.7242 | 31218.8968 | 31218.8968 | 7416.1195 | 29664.4782 | 29664.4782 | 3500 | 14000 | 14000 | 7804.7242 | 31218.8968 | 31218.8968 | 3500 | 14000 | 14000
6 | Covering of cable with tiles | Mtr. |  |  |  | 60 | 2.727 | 163.623 | 163.623 | 2.8879 | 173.2767 | 173.2767 | 3.6902 | 221.413 | 221.413 | 2.727 | 163.623 | 163.623 | 2.8879 | 173.2767 | 173.2767 | 3.8836 | 233.0151 | 233.0151 | 3.6902 | 221.413 | 221.413 | 3.88 | 232.8 | 232.8 | 3.8836 | 233.0151 | 233.0151 | 3.88 | 232.8 | 232.8
7 | Spreading sand and forming with sand round the cable | Mtr. |  |  |  | 60 | 9.9095 | 594.5727 | 594.5727 | 10.4942 | 629.6525 | 629.6525 | 13.4095 | 804.57 | 804.57 | 9.9095 | 594.5727 | 594.5727 | 10.4942 | 629.6525 | 629.6525 | 14.1122 | 846.7295 | 846.7295 | 13.4095 | 804.57 | 804.57 | 14.11 | 846.6 | 846.6 | 14.1122 | 846.7295 | 846.7295 | 14.11 | 846.6 | 846.6
8 | Laying of GI Pipe | Mtr |  |  |  | 24 | 49.0789 | 1177.8945 | 1177.8945 | 51.9746 | 1247.3903 | 1247.3903 | 66.4131 | 1593.9153 | 1593.9153 | 49.0789 | 1177.8945 | 1177.8945 | 51.9746 | 1247.3903 | 1247.3903 | 69.8932 | 1677.4365 | 1677.4365 | 66.4131 | 1593.9153 | 1593.9153 | 69.89 | 1677.36 | 1677.36 | 69.8932 | 1677.4365 | 1677.4365 | 69.89 | 1677.36 | 1677.36
9 | Fixing of 33 kV LA including earthing. | Set. |  |  |  | 2 | 213.3839 | 426.7678 | 426.7678 | 225.9736 | 451.9471 | 451.9471 | 288.749 | 577.498 | 577.498 | 213.3839 | 426.7678 | 426.7678 | 225.9736 | 451.9471 | 451.9471 | 303.8795 | 607.7589 | 607.7589 | 288.749 | 577.498 | 577.498 | 250 | 500 | 500 | 303.8795 | 607.7589 | 607.7589 | 250 | 500 | 500
10 | Jumpering of Lightning Arrestor and fixing of Aluminium lugs. | Set. |  |  |  | 2 | 215.2506 | 430.5012 | 430.5012 | 227.9504 | 455.9008 | 455.9008 | 291.275 | 582.55 | 582.55 | 215.2506 | 430.5012 | 430.5012 | 227.9504 | 455.9008 | 455.9008 | 306.5378 | 613.0756 | 613.0756 | 291.275 | 582.55 | 582.55 | 250 | 500 | 500 | 306.5378 | 613.0756 | 613.0756 | 250 | 500 | 500
11 | Fixing of Riser pipe with clamps | Mtr. | 12 | 257.9844 | 3095.8128 | 12 | 274.0235 | 3288.2826 | 3288.2826 | 290.1909 | 3482.2912 | 3482.2912 | 370.806 | 4449.6717 | 4449.6717 | 274.0235 | 3288.2826 | 3288.2826 | 290.1909 | 3482.2912 | 3482.2912 | 390.2362 | 4682.8345 | 4682.8345 | 370.806 | 4449.6717 | 4449.6717 | 250 | 3000 | 3000 | 390.2362 | 4682.8345 | 4682.8345 | 250 | 3000 | 3000
12 | TOTAL |  |  |  | 1393425.3303 |  |  | 251354.4896 | 254779.784 |  | 266184.4045 | 269811.7912 |  | 340130.4321 | 344765.5068 |  | 1741268.5363 | 1744693.8306 |  | 1844003.3799 | 1847630.7666 |  | 357953.2667 | 362831.2194 |  | 2356267.5188 | 2360902.5935 |  | 221256.76 | 243256.76 |  | 2479735.9368 | 2484613.8894 |  | 293256.76 | 315256.76
13 | TOTAL (Rounded Off) |  |  |  | 1393425 |  |  | 251354 | 254780 |  | 266184 | 269812 |  | 340130 | 344766 |  | 1741269 | 1744694 |  | 1844003 | 1847631 |  | 357953 | 362831 |  | 2356268 | 2360903 |  | 221257 | 243257 |  | 2479736 | 2484614 |  | 293257 | 315257
Note | Since our requirement of HDPE Pipe is maximum 240 mm hence HDD technique is suitable in place of pipe pushing.

## AL-6
LABOUR SCHEDULE AL-6 [ for Sch- A-10 ]
SCHEDULE OF LABOUR CHARGES FOR 33 kV / 11 kV UNDERGROUND CABLE CROSSING UNDER PROPOSED RAILWAY TRACK 2.5 Mtr. DEEP FROM GROUND LEVEL. (60 Mtr. LONG CORRIDOR / ROUTE LENGTH OF HDPE PIPE DOUBLE CIRCUIT ) USING OPEN TRENCH METHOD
S. No. | Particulars | Unit | Qty. |  | 2016-17 |  | 2017-18 |  |  | Year 2018-19 |  |  | Year 2019-20 |  |  | 2020-21
|  |  |  | Rate | 3x240 sq.mm AB XLPE Cable | 3x400 sq.mm AB XLPE Cable | Rate | 3x240 sq.mm AB XLPE Cable | 3x400 sq.mm AB XLPE Cable | Rate | 3x240 sq.mm AB XLPE Cable | 3x400 sq.mm AB XLPE Cable | Rate | 3x240 sq.mm AB XLPE Cable | 3x400 sq.mm AB XLPE Cable | Rate | 3x240 sq.mm AB XLPE Cable | 3x400 sq.mm AB XLPE Cable
[5 empty] | Amount | Amount |  | Amount | Amount |  | Amount | Amount |  | Amount | Amount |  | Amount | Amount
1 | 2 | 3 | 4 | 5 | 6 | 7 | 5 | 6 | 7 | 5 | 6 | 7 | 8 | 9 | 10 | 5 | 6 | 7
1 | Cable trench excavation 1000x0.6x1=600 ordinary soil. | Cube / Mtr. | 120 | 176.7868 | 21214.42 | 21214.42 | 187.2173 | 22466.0708 | 22466.0708 | 239.2262 | 28707.1452 | 28707.1452 | 251.7617 | 30211.3997 | 30211.3997 | 251.76 | 30211.2 | 30211.2
2 | Labour charges for laying of HDPE Pipe of maximum 240 mm dia, in normal soil under 2.5 mtr. Deep from ground level using Open Trench Method | Mtr. | 120 | 38.1699 | 4580.388 | 4580.388 | 40.4219 | 4850.6309 | 4850.6309 | 51.6511 | 6198.1362 | 6198.1362 | 54.3577 | 6522.9185 | 6522.9185 | 54.36 | 6523.2 | 6523.2
3 | Laying of 240 sqmm 3 core XLPE cable through HDPE pipe. | Mtr. | 180 | 342.5294 | 61655.2978 |  | 362.7387 | 65292.9604 |  | 463.5075 | 83431.3448 |  | 487.7953 | 87803.1473 |  | 487.8 | 87804 | 0
4 | Laying of 400 sqmm 3 core XLPE cable through HDPE pipe. | Mtr. | 190 | 342.5294 |  | 65080.5922 | 362.7387 |  | 68920.3471 | 463.5075 |  | 88066.4195 | 487.7953 |  | 92681.0999 | 487.8 |  | 92682
5 | Earthing pit digging and laying of earth pipe complete. | Set. | 10 | 746.8437 | 7468.4371 | 7468.4371 | 790.9075 | 7909.0749 | 7909.0749 | 1010.6216 | 10106.2159 | 10106.2159 | 1063.5782 | 10635.7816 | 10635.7816 | 250 | 2500 | 2500
6 | Joining kit labour charges. | Set. | 4 | 5480.4709 | 21921.8837 | 21921.8837 | 5803.8187 | 23215.2748 | 23215.2748 | 7416.1195 | 29664.4782 | 29664.4782 | 7804.7242 | 31218.8968 | 31218.8968 | 3500 | 14000 | 14000
7 | Covering of cable with tiles | Mtr. | 60 | 2.727 | 163.623 | 163.623 | 2.8879 | 173.2767 | 173.2767 | 3.6902 | 221.413 | 221.413 | 3.8836 | 233.0151 | 233.0151 | 3.88 | 232.8 | 232.8
8 | Spreading sand and forming with sand round the cable | Mtr. | 60 | 9.9095 | 594.5727 | 594.5727 | 10.4942 | 629.6525 | 629.6525 | 13.4095 | 804.57 | 804.57 | 14.1122 | 846.7295 | 846.7295 | 14.11 | 846.6 | 846.6
9 | Laying of GI Pipe | Mtr | 24 | 49.0789 | 1177.8945 | 1177.8945 | 51.9746 | 1247.3903 | 1247.3903 | 66.4131 | 1593.9153 | 1593.9153 | 69.8932 | 1677.4365 | 1677.4365 | 69.89 | 1677.36 | 1677.36
10 | Fixing of 33 kV LA including earthing. | Set. | 2 | 213.3839 | 426.7678 | 426.7678 | 225.9736 | 451.9471 | 451.9471 | 288.749 | 577.498 | 577.498 | 303.8795 | 607.7589 | 607.7589 | 250 | 500 | 500
11 | Jumpering of Lightning Arrestor and fixing of Aluminium lugs. | Set. | 2 | 215.2506 | 430.5012 | 430.5012 | 227.9504 | 455.9008 | 455.9008 | 291.275 | 582.55 | 582.55 | 306.5378 | 613.0756 | 613.0756 | 250 | 500 | 500
12 | Fixing of Riser pipe with clamps | Mtr. | 12 | 274.0235 | 3288.2826 | 3288.2826 | 290.1909 | 3482.2912 | 3482.2912 | 370.806 | 4449.6717 | 4449.6717 | 390.2362 | 4682.8345 | 4682.8345 | 250 | 3000 | 3000
| TOTAL |  |  |  | 122922.0684 | 126347.3628 |  | 130174.4705 | 133801.8572 |  | 166336.9384 | 170972.0131 |  | 175052.9939 | 179930.9466 |  | 147795.16 | 152673.16
| TOTAL (Rounded Off) |  |  |  | 122922 | 126347 |  | 130174 | 133802 |  | 166337 | 170972 |  | 175053 | 179931 |  | 147795 | 152673

## AL-7
| LABOUR SCHEDULE AL-7 | [7 empty] | NEW ADDED
LABOUR SCHEDULE FOR LAST SPAN CABLING OF 33 kV LINE HT CONNECTION
S. No. | Particulars | Unit | Qty. | 2017-18 |  | 2018-19 (27.77%) |  | 2020-21
|  |  |  | Rate | Amount | Rate | Amount | Rate | Amount
1 | Survey | Mtr. | 50 | 33.9 | - | 43.31 | - | 25 | 1250
2 | Tree cutting | Mtr.
3 | Approach Clearance | Mtr.
4 | Pit digging | No. | 1 | 271.17 | - | 346.5 | - | 400 | 400
5 | Stay Pit digging | No. | 2 | 225.97 | - | 288.75 | - | 320 | 640
6 | Transportation of pole from road side to pole pit for a lead of 1.0 Km. | No. | 1 | 338.96 | - | 433.12 | - | 600 | 600
7 | Shifting of materials (other No than pole) to pole pits | No. | 1 | 45.19 | - | 57.75 | - | 130 | 130
8 | Pole erection complet (including earthing) | No. | 1 | 903.89 | - | 1155 | - | 1400 | 1400
9 | Stay erection complete | No. | 2 | 158.18 | - | 202.12 | - | 250 | 500
10 | Anti climbing devices and danger board. | No. | 1 | 56.49 | - | 72.19 | - | 90 | 90
11 | Stringing of 33 kV AB XLPE Cable . | Mtr. | 50 | - | - | - | - | 50 | 2500
12 | Formation of Cable termination Kit. | Set | 2 | 4331.92 | - | 5535.33 | - | 4500 | 9000
13 | Painting of Hardware and numbering of poles including steel pole. | No. | 1 | 271.17 | - | 346.5 | - | 500 | 500
14 | Cross arm fixing complete with Top clamp. | No. | 2 | 67.79 | - | 86.62 | - | 150 | 300
| TOTAL |  |  |  | 0 |  | 0 |  | 17310

## AL-9
| LABOUR SCHEDULE AL-9 | [7 empty] | NEW ADDED
SCHEDULE FOR LAST SPAN CABLING OF 33 kV LINE USING COVERED CONDUCTOR OF 70 & 99 SQ.MM SIZE
S. No. | Particulars | Unit | Qty. | 2017-18 |  | 2018-19 (27.77%) |  | 2020-21
|  |  |  | Rate | Amount | Rate | Amount | Rate | Amount
1 | Survey | Mtr. | 50 | 33.9 | - | 43.31 | - | 25 | 1250
2 | Tree cutting | Mtr.
3 | Approach Clearance | Mtr.
4 | Pit digging | No. | 1 | 271.17 | - | 346.5 | - | 400 | 400
5 | Stay Pit digging | No. | 2 | 225.97 | - | 288.75 | - | 320 | 640
6 | Transportation of pole from road side to pole pit for a lead of 1.0 Km. | No. | 1 | 338.96 | - | 433.12 | - | 600 | 600
7 | Shifting of materials (other No than pole) to pole pits | No. | 1 | 45.19 | - | 57.75 | - | 130 | 130
8 | Pole erection complete (including earthing) | No. | 1 | 903.89 | - | 1155 | - | 1400 | 1400
9 | Stay erection complete | No. | 2 | 158.18 | - | 202.12 | - | 250 | 500
10 | Anti climbing devices and danger board. | No. | 1 | 56.49 | - | 72.19 | - | 90 | 90
11 | Stringing of 33 kV AB XLPE Cable . | Mtr. | 50 | - | - | - | - | 50 | 2500
12 | Formation of Cable termination Kit. | Set | 2 | 4331.92 | - | 5535.33 | - | 4500 | 9000
13 | Painting of Hardware and numbering of poles including steel pole. | No. | 1 | 271.17 | - | 346.5 | - | 500 | 500
14 | Cross arm fixing complete with Top clamp. | No. | 2 | 67.79 | - | 86.62 | - | 150 | 300
| TOTAL |  |  |  | 0 |  | 0 |  | 17310

## AL-11
| LABOUR SCHEDULE AL-11 | [7 empty] | NEW ADDED
LABOUR SCHEDULE FOR LAYING OF 1 kM 33 kV CABLE DIRECT IN GROUND SINGLE CABLE LINE USING OPEN TRENCH METHOD
S. No. | Particulars | Unit | Qty. | 2017-18 |  | 2018-19 (27.77%) |  | 2020-21
|  |  |  | Rate | Amount | Rate | Amount | Rate | Amount
1 | Cable trench excavation [(1.0 Mx0.75 Mx1.5 M) LxWxD] | Cmt | 1125 | - | - | 239.23 | 269133.75 | 300 | 337500
2 | Spreading of sand for base pad of cable (10 cm thick & 10 cm. above cable) | Mtr | 1000 | - | - | 13.4095 | 13409.5 | 14.11 | 14110
3 | Laying of XLPE Cable in open trench & rising on pole through G.I. Pipe & back filling of cable trench with excavated soil | Mtr | 1040 | - | - | 463.51 | 482050.4 | 300 | 312000
4 | Laying of G.I. Pipe | Mtr | 10 | - | - | 66.4123 | 664.1228 | 69.89 | 698.9
5 | Fixing of rising pipe with clamps | Mtr | 10 | - | - | 370.81 | 3708.1 | 250 | 2500
6 | Fixing of 33 kV lightning arrestor including earthing, jumpering and fixing of aluminium clamp | Set | 2 | - | - | 580.03 | 1160.06 | 250 | 500
7 | Providing earthing (earthing pit digging and laying of earthing pipe complete) | Set | 2 | - | - | 1010.62 | 2021.24 | 250 | 500
8 | Covering of cable with tiles | Mtr | 1000 | - | - | 3.69 | 3690 | 3.88 | 3880
9 | Making of Straight jointing of XLPE Cable | Set | 2 | - | - | 4362.99 | 8725.98 | 4500 | 9000
10 | Making of End jointing of XLPE Cable | Set | 2 | - | - | 3690.22 | 7380.44 | 3500 | 7000
| TOTAL | [5 empty] | 791943.5928 |  | 687688.9

## BL-1
LABOUR SCHEDULE BL-1
SCHEDULE OF LABOUR CHARGES OF 33/11 kV SUB-STATION EXCLUDING TRANSFORMER 1.6 MVA & ABOVE
S. No. | Particulars | Unit | 2015-16 | [6 empty] | 2016-17 | [6 empty] | 2017-18 | [6 empty] | year 2018-19 | [6 empty] | Year 2019-20 | [6 empty] | 2020-21
|  |  | Rate (Rs) | 1.6 MVA |  | 3.15 MVA |  | 5.0 MVA |  | Rate (Rs) | 1.6 MVA |  | 3.15 MVA |  | 5.0 MVA |  | Rate (Rs) | 1.6 MVA |  | 3.15 MVA |  | 5.0 MVA |  | Rate (Rs) | 1.6 MVA |  | 3.15 MVA |  | 5.0 MVA |  | Rate (Rs) | 1.6 MVA |  | 3.15 MVA |  | 5.0 MVA |  | Rate (Rs) | 1.6 MVA |  | 3.15 MVA |  | 5.0 MVA
|  |  |  | Qty. | Amt. (Rs) | Qty. | Amt. (Rs) | Qty. | Amt. (Rs) |  | Qty. | Amt. (Rs) | Qty. | Amt. (Rs) | Qty. | Amt. (Rs) |  | Qty. | Amt. (Rs) | Qty. | Amt. (Rs) | Qty. | Amt. (Rs) |  | Qty. | Amt. (Rs) | Qty. | Amt. (Rs) | Qty. | Amt. (Rs) |  | Qty. | Amt. (Rs) | Qty. | Amt. (Rs) | Qty. | Amt. (Rs) |  | Qty. | Amt. (Rs) | Qty. | Amt. (Rs) | Qty. | Amt. (Rs)
1 | Pole pit digging | No. | 241.073 | 28 | 6750.0427 | 28 | 6750.0427 | 32 | 7714.3345 | 256.0607 | 28 | 7169.6996 | 28 | 7169.6996 | 32 | 8193.9424 | 271.1683 | 28 | 7592.7119 | 28 | 7592.7119 | 32 | 8677.385 | 346.4988 | 28 | 9701.9672 | 28 | 9701.9672 | 32 | 11087.9625 | 364.6554 | 28 | 10210.3503 | 28 | 10210.3503 | 32 | 11668.9718 | 400 | 28 | 11200 | 28 | 11200 | 32 | 12800
2 | Shifting of materials (Other than pole) to pole pits in case of: |  | 0 | 0 | 0 | 0 | 0 | 0 | 0 | 0 | 0 | 0 | 0 | 0 | 0 | 0 | 0 | 0 | 0 | 0 | 0 | 0 | 0 | 0 | 0 | 0 | 0 | 0 | 0 | 0 | 0 | 0 | 0 | 0 | 0 | 0 | 0 | 0 | 0 | 0 | 0 | 0 | 0 | 0
| (a) S/s materials excluding yard lighting | Set | 100.4471 | 22 | 2209.8354 | 22 | 2209.8354 | 22 | 2209.8354 | 106.692 | 22 | 2347.2231 | 22 | 2347.2231 | 22 | 2347.2231 | 112.9868 | 22 | 2485.7092 | 22 | 2485.7092 | 22 | 2485.7092 | 144.3745 | 22 | 3176.2393 | 22 | 3176.2393 | 22 | 3176.2393 | 151.9397 | 22 | 3342.6742 | 22 | 3342.6742 | 22 | 3342.6742 | 90 | 22 | 1980 | 22 | 1980 | 22 | 1980
| (b) Yard lighting | Set | 30.1341 | 6 | 180.8047 | 6 | 180.8047 | 6 | 180.8047 | 32.0076 | 6 | 192.0455 | 6 | 192.0455 | 6 | 192.0455 | 33.896 | 6 | 203.3762 | 6 | 203.3762 | 6 | 203.3762 | 43.3124 | 6 | 259.8741 | 6 | 259.8741 | 6 | 259.8741 | 45.5819 | 6 | 273.4915 | 6 | 273.4915 | 6 | 273.4915 | 25 | 6 | 150 | 6 | 150 | 6 | 150
3 | Transportation of support from road side to pole pits for a lead for 1.0 Km. |  | 0 |  | 0 | 0 | 0 | 0 | 0 | 0 |  | 0 | 0 | 0 | 0 | 0 | 0 |  | 0 | 0 | 0 | 0 | 0 | 0 |  | 0 | 0 | 0 | 0 | 0 | 0 |  | 0 | 0 | 0 | 0 | 0 | 0 | 0 | 0 | 0 | 0 | 0 | 0
| (a) Bus bar gantry structure & PCC pole for yard lighting | No. | 301.3412 | 22 | 6629.5062 | 22 | 6629.5062 | 26 | 7834.871 | 320.0759 | 22 | 7041.6692 | 22 | 7041.6692 | 26 | 8321.9727 | 338.9604 | 22 | 7457.1277 | 22 | 7457.1277 | 26 | 8812.9691 | 433.1235 | 22 | 9528.7178 | 22 | 9528.7178 | 26 | 11261.212 | 455.8192 | 22 | 10028.0226 | 22 | 10028.0226 | 26 | 11851.2995 | 227.9 | 22 | 5013.8 | 22 | 5013.8 | 26 | 5925.4
4 | Cross arm fixing complete including insulator etc. | No. | 301.3412 | 33 | 9944.2593 | 33 | 9944.2593 | 41 | 12354.9888 | 320.0759 | 33 | 10562.5039 | 33 | 10562.5039 | 41 | 13123.1109 | 338.9604 | 33 | 11185.6916 | 33 | 11185.6916 | 41 | 13897.3744 | 433.1235 | 33 | 14293.0767 | 33 | 14293.0767 | 41 | 17758.065 | 455.8192 | 33 | 15042.0339 | 33 | 15042.0339 | 41 | 18688.5876 | 255 | 33 | 8415 | 33 | 8415 | 41 | 10455
5 | Pole erection complete |  | 0 |  | 0 | 0 | 0 | 0 | 0 | 0 |  | 0 | 0 | 0 | 0 | 0 | 0 |  | 0 | 0 | 0 | 0 | 0 | 0 |  | 0 | 0 | 0 | 0 | 0 | 0 |  | 0 | 0 | 0 | 0 | 0 | 0 | 0 | 0 | 0 | 0 | 0 | 0
| (i)H-Beam for mounting DO fuse units & DP. | No. | 502.2353 | 12 | 6026.8238 | 12 | 6026.8238 | 14 | 7031.2945 | 533.4598 | 12 | 6401.5175 | 12 | 6401.5175 | 14 | 7468.4371 | 564.9339 | 12 | 6779.207 | 12 | 6779.207 | 14 | 7909.0749 | 721.8726 | 12 | 8662.4707 | 12 | 8662.4707 | 14 | 10106.2159 | 759.6987 | 12 | 9116.3842 | 12 | 9116.3842 | 14 | 10635.7816 | 1000 | 12 | 12000 | 12 | 12000 | 14 | 14000
| (ii) Bus bar structure. | No. | 803.5765 | 10 | 8035.7651 | 10 | 8035.7651 | 12 | 9642.9181 | 853.5357 | 10 | 8535.3567 | 10 | 8535.3567 | 12 | 10242.428 | 903.8943 | 10 | 9038.9427 | 10 | 9038.9427 | 12 | 10846.7312 | 1154.9961 | 10 | 11549.961 | 10 | 11549.961 | 12 | 13859.9532 | 1215.5179 | 10 | 12155.1789 | 10 | 12155.1789 | 12 | 14586.2147 | 1500 | 10 | 15000 | 10 | 15000 | 12 | 18000
| (iii) Tabular pole for yard lighting | No. | 502.2353 | 6 | 3013.4119 | 6 | 3013.4119 | 6 | 3013.4119 | 533.4598 | 6 | 3200.7587 | 6 | 3200.7587 | 6 | 3200.7587 | 564.9339 | 6 | 3389.6035 | 6 | 3389.6035 | 6 | 3389.6035 | 721.8726 | 6 | 4331.2354 | 6 | 4331.2354 | 6 | 4331.2354 | 759.6987 | 6 | 4558.1921 | 6 | 4558.1921 | 6 | 4558.1921 | 750 | 6 | 4500 | 6 | 4500 | 6 | 4500
6 | Concreting of supports | Cft. | 16.0715 | 36.6 | 588.218 | 36.6 | 588.218 | 45 | 723.2189 | 17.0707 | 36.6 | 624.7881 | 36.6 | 624.7881 | 45 | 768.1821 | 18.0779 | 36.6 | 661.6506 | 36.6 | 661.6506 | 45 | 813.5048 | 23.0999 | 36.6 | 845.4571 | 36.6 | 845.4571 | 45 | 1039.4965 | 24.3104 | 36.6 | 889.7591 | 36.6 | 889.7591 | 45 | 1093.9661 | 24.31 | 36.6 | 889.746 | 36.6 | 889.746 | 45 | 1093.95
7 | Fixing of 33 kV DO fuse units. | Set. | 251.1177 | 1 | 251.1177 | 0 | 0 | 0 | 0 | 266.7299 | 1 | 266.7299 | 0 | 0 | 0 | 0 | 282.467 | 1 | 282.467 | 0 | 0 | 0 | 0 | 360.9363 | 1 | 360.9363 | 0 | 0 | 0 | 0 | 379.8493 | 1 | 379.8493 | 0 | 0 | 0 | 0 | 379.85 | 1 | 379.85 | 0 | 0 | 0 | 0
8 | Fixing of 11 kV DO fuse units. | Set. | 200.8941 | 1 | 200.8941 | 1 | 200.8941 | 1 | 200.8941 | 213.3839 | 1 | 213.3839 | 1 | 213.3839 | 1 | 213.3839 | 225.9736 | 1 | 225.9736 | 1 | 225.9736 | 1 | 225.9736 | 288.749 | 1 | 288.749 | 1 | 288.749 | 1 | 288.749 | 303.8795 | 1 | 303.8795 | 1 | 303.8795 | 1 | 303.8795 | 290 | 1 | 290 | 1 | 290 | 1 | 290
9 | Fixing of 33 kV LA including earthing. | Set. | 200.8941 | 1 | 200.8941 | 1 | 200.8941 | 1 | 200.8941 | 213.3839 | 1 | 213.3839 | 1 | 213.3839 | 1 | 213.3839 | 225.9736 | 1 | 225.9736 | 1 | 225.9736 | 1 | 225.9736 | 288.749 | 1 | 288.749 | 1 | 288.749 | 1 | 288.749 | 303.8795 | 1 | 303.8795 | 1 | 303.8795 | 1 | 303.8795 | 150 | 1 | 150 | 1 | 150 | 1 | 150
10 | Fixing of 11 kV LA including earthing. | Set. | 150.6706 | 12 | 1808.0471 | 12 | 1808.0471 | 15 | 2260.0589 | 160.0379 | 12 | 1920.4552 | 12 | 1920.4552 | 15 | 2400.5691 | 169.4802 | 12 | 2033.7621 | 12 | 2033.7621 | 15 | 2542.2026 | 216.5618 | 12 | 2598.7412 | 12 | 2598.7412 | 15 | 3248.4265 | 227.9096 | 12 | 2734.9153 | 12 | 2734.9153 | 15 | 3418.6441 | 127 | 12 | 1524 | 12 | 1524 | 15 | 1905
11 | Fixing of 33 kV AB switch complete with handle. | Set. | 703.1294 | 1 | 703.1294 | 1 | 703.1294 | 1 | 703.1294 | 746.8437 | 1 | 746.8437 | 1 | 746.8437 | 1 | 746.8437 | 790.9075 | 1 | 790.9075 | 1 | 790.9075 | 1 | 790.9075 | 1010.6216 | 1 | 1010.6216 | 1 | 1010.6216 | 1 | 1010.6216 | 1063.5782 | 1 | 1063.5782 | 1 | 1063.5782 | 1 | 1063.5782 | 2000 | 1 | 2000 | 1 | 2000 | 1 | 2000
12 | Fixing of 11 kV AB switch complete with handle isolator | Set. | 602.6824 | 3 | 1808.0471 | 3 | 1808.0471 | 4 | 2410.7295 | 640.1517 | 3 | 1920.4552 | 3 | 1920.4552 | 4 | 2560.607 | 677.9207 | 3 | 2033.7621 | 3 | 2033.7621 | 4 | 2711.6828 | 866.2471 | 3 | 2598.7412 | 3 | 2598.7412 | 4 | 3464.9883 | 911.6384 | 3 | 2734.9153 | 3 | 2734.9153 | 4 | 3646.5537 | 2000 | 3 | 6000 | 3 | 6000 | 4 | 8000
13 | Stringing of DOG ACSR conductor with fixing of terminal clamps. |  | 0 |  | 0 | 0 | 0 | 0 | 0 | 0 |  | 0 | 0 | 0 | 0 | 0 | 0 |  | 0 | 0 | 0 | 0 | 0 | 0 |  | 0 | 0 | 0 | 0 | 0 | 0 |  | 0 | 0 | 0 | 0 | 0 | 0 | 0 | 0 | 0 | 0 | 0 | 0
| (a) 33 kV incoming gantry structure | LS | 1004.4623 | 1 | 1004.4623 | 1 | 1004.4623 | 1 | 1004.4623 | 1066.9107 | 1 | 1066.9107 | 1 | 1066.9107 | 1 | 1066.9107 | 1129.8584 | 1 | 1129.8584 | 1 | 1129.8584 | 1 | 1129.8584 | 1443.7331 | 1 | 1443.7331 | 1 | 1443.7331 | 1 | 1443.7331 | 1519.3847 | 1 | 1519.3847 | 1 | 1519.3847 | 1 | 1519.3847 | 1819 | 1 | 1819 | 1 | 1819 | 1 | 1819
| (b) 11 kV incoming gantry structure | LS | 2008.4085 | 1 | 2008.4085 | 1 | 2008.4085 | 1 | 2008.4085 | 2133.2733 | 1 | 2133.2733 | 1 | 2133.2733 | 1 | 2133.2733 | 2259.1364 | 1 | 2259.1364 | 1 | 2259.1364 | 1 | 2259.1364 | 2886.7245 | 1 | 2886.7245 | 1 | 2886.7245 | 1 | 2886.7245 | 3037.9889 | 1 | 3037.9889 | 1 | 3037.9889 | 1 | 3037.9889 | 1819 | 1 | 1819 | 1 | 1819 | 1 | 1819
| (c) for transformer protection | LS | 502.2956 | 1 | 502.2956 | 1 | 502.2956 | 1 | 502.2956 | 533.5238 | 1 | 533.5238 | 1 | 533.5238 | 1 | 533.5238 | 565.0018 | 1 | 565.0018 | 1 | 565.0018 | 1 | 565.0018 | 721.9592 | 1 | 721.9592 | 1 | 721.9592 | 1 | 721.9592 | 759.7899 | 1 | 759.7899 | 1 | 759.7899 | 1 | 759.7899 | 500 | 1 | 500 | 1 | 500 | 1 | 500
|  |  | 0 |  | 0 | 0 | 0 | 0 | 0 | 0 |  | 0 | 0 | 0 | 0 | 0 | 0 |  | 0 | 0 | 0 | 0 | 0 | 0 |  | 0 | 0 | 0 | 0 | 0 | 0 |  | 0 | 0 | 0 | 0 | 0 | 0 | 0 | 0 | 0 | 0 | 0 | 0
| (d) Bus bar structure (per bus) | No. | 335.3797 | 3 | 1006.1392 | 3 | 1006.1392 | 4 | 1341.5189 | 356.2306 | 3 | 1068.6918 | 3 | 1068.6918 | 4 | 1424.9224 | 377.2482 | 3 | 1131.7446 | 3 | 1131.7446 | 4 | 1508.9929 | 482.0478 | 3 | 1446.1433 | 3 | 1446.1433 | 4 | 1928.1911 | 507.3071 | 3 | 1521.9212 | 3 | 1521.9212 | 4 | 2029.2283 | 507.31 | 3 | 1521.93 | 3 | 1521.93 | 4 | 2029.24
14 | Digging and concreting of foundation of X-mer | LS | 10044.6225 | 1 | 10044.6225 | 1 | 10044.6225 | 1 | 10044.6225 | 10669.1068 | 1 | 10669.1068 | 1 | 10669.1068 | 1 | 10669.1068 | 11298.5841 | 1 | 11298.5841 | 1 | 11298.5841 | 1 | 11298.5841 | 14437.3307 | 1 | 14437.3307 | 1 | 14437.3307 | 1 | 14437.3307 | 15193.8468 | 1 | 15193.8468 | 1 | 15193.8468 | 1 | 15193.8468 | 15000 | 1 | 15000 | 1 | 15000 | 1 | 15000
15 | Digging and concreting of foundation of VCB. | No. | 2008.9413 | 3 | 6026.8238 | 3 | 6026.8238 | 4 | 8035.7651 | 2133.8392 | 3 | 6401.5175 | 3 | 6401.5175 | 4 | 8535.3567 | 2259.7357 | 3 | 6779.207 | 3 | 6779.207 | 4 | 9038.9427 | 2887.4902 | 3 | 8662.4707 | 3 | 8662.4707 | 4 | 11549.961 | 3038.7947 | 3 | 9116.3842 | 3 | 9116.3842 | 4 | 12155.1789 | 3038.79 | 3 | 9116.37 | 3 | 9116.37 | 4 | 12155.16
16 | Digging of trenches, pits & laying out earthing mat, interconnection etc. | LS | 14062.7295 | 1 | 14062.7295 | 1 | 14062.7295 | 1 | 14062.7295 | 14937.0235 | 1 | 14937.0235 | 1 | 14937.0235 | 1 | 14937.0235 | 15818.3079 | 1 | 15818.3079 | 1 | 15818.3079 | 1 | 15818.3079 | 20212.6338 | 1 | 20212.6338 | 1 | 20212.6338 | 1 | 20212.6338 | 21271.7758 | 1 | 21271.7758 | 1 | 21271.7758 | 1 | 21271.7758 | 21271.78 | 1 | 21271.78 | 1 | 21271.78 | 1 | 21271.78
17 | Handling & installation of 33 kV X-mer control and feeder VCB on foundation. | No. | 1934.883 | 0 | 0 | 1 | 1934.883 | 1 | 1934.883 | 2055.1766 | 0 | 0 | 1 | 2055.1766 | 1 | 2055.1766 | 2176.432 | 0 | 0 | 1 | 2176.432 | 1 | 2176.432 | 2781.0448 | 0 | 0 | 1 | 2781.0448 | 1 | 2781.0448 | 2926.7716 | 0 | 0 | 1 | 2926.7716 | 1 | 2926.7716 | 2926.77 | 0 | 0 | 1 | 2926.77 | 1 | 2926.77
18 | Handling & installation of 11 kV X-mer control and feeder VCB on foundation. | No. | 1406.2589 | 3 | 4218.7767 | 3 | 4218.7767 | 4 | 5625.0356 | 1493.6874 | 3 | 4481.0622 | 3 | 4481.0622 | 4 | 5974.7497 | 1581.815 | 3 | 4745.4449 | 3 | 4745.4449 | 4 | 6327.2599 | 2021.2432 | 3 | 6063.7295 | 3 | 6063.7295 | 4 | 8084.9727 | 2127.1563 | 3 | 6381.4689 | 3 | 6381.4689 | 4 | 8508.6253 | 2127.16 | 3 | 6381.48 | 3 | 6381.48 | 4 | 8508.64
19 | Preparation of cable trench from 11 kV VCB to control room | LS | 2579.844 | 1 | 2579.844 | 1 | 2579.844 | 1 | 2579.844 | 2740.2355 | 1 | 2740.2355 | 1 | 2740.2355 | 1 | 2740.2355 | 2901.9094 | 1 | 2901.9094 | 1 | 2901.9094 | 1 | 2901.9094 | 3708.0598 | 1 | 3708.0598 | 1 | 3708.0598 | 1 | 3708.0598 | 3902.3621 | 1 | 3902.3621 | 1 | 3902.3621 | 1 | 3902.3621 | 4500 | 1 | 4500 | 1 | 4500 | 1 | 4500
20 | Fixing of T-clamps for jumpers & bimetallic clamps | No. | 16.769 | 106 | 1777.5125 | 106 | 1777.5125 | 111 | 1861.3574 | 17.8115 | 106 | 1888.0222 | 106 | 1888.0222 | 111 | 1977.0799 | 18.8624 | 106 | 1999.4155 | 106 | 1999.4155 | 111 | 2093.7276 | 24.1024 | 106 | 2554.8532 | 106 | 2554.8532 | 111 | 2675.3651 | 25.3654 | 106 | 2688.7275 | 106 | 2688.7275 | 111 | 2815.5543 | 30.37 | 106 | 3219.22 | 106 | 3219.22 | 111 | 3371.07
21 | Painting of channels and supports | LS | 3013.2578 | 1 | 3013.2578 | 1 | 3013.2578 | 1 | 3013.2578 | 3200.595 | 1 | 3200.595 | 1 | 3200.595 | 1 | 3200.595 | 3389.4301 | 1 | 3389.4301 | 1 | 3389.4301 | 1 | 3389.4301 | 4331.0138 | 1 | 4331.0138 | 1 | 4331.0138 | 1 | 4331.0138 | 4557.9589 | 1 | 4557.9589 | 1 | 4557.9589 | 1 | 4557.9589 | 10000 | 1 | 10000 | 1 | 10000 | 1 | 10000
22 | Handling & installation of station X-mer. | LS | 803.6214 | 1 | 803.6214 | 1 | 803.6214 | 1 | 803.6214 | 853.5833 | 1 | 853.5833 | 1 | 853.5833 | 1 | 853.5833 | 903.9448 | 1 | 903.9448 | 1 | 903.9448 | 1 | 903.9448 | 1155.0606 | 1 | 1155.0606 | 1 | 1155.0606 | 1 | 1155.0606 | 1215.5858 | 1 | 1215.5858 | 1 | 1215.5858 | 1 | 1215.5858 | 2000 | 1 | 2000 | 1 | 2000 | 1 | 2000
23 | Fixing of LT switch box complete & crimping. | LS | 602.6516 | 1 | 602.6516 | 1 | 602.6516 | 1 | 602.6516 | 640.119 | 1 | 640.119 | 1 | 640.119 | 1 | 640.119 | 677.886 | 1 | 677.886 | 1 | 677.886 | 1 | 677.886 | 866.2028 | 1 | 866.2028 | 1 | 866.2028 | 1 | 866.2028 | 911.5918 | 1 | 911.5918 | 1 | 911.5918 | 1 | 911.5918 | 911.59 | 1 | 911.59 | 1 | 911.59 | 1 | 911.59
24 | Fixing of 3 Ph. 4 wire LT meters. | LS | 602.6516 | 1 | 602.6516 | 1 | 602.6516 | 1 | 602.6516 | 640.119 | 1 | 640.119 | 1 | 640.119 | 1 | 640.119 | 677.886 | 1 | 677.886 | 1 | 677.886 | 1 | 677.886 | 866.2028 | 1 | 866.2028 | 1 | 866.2028 | 1 | 866.2028 | 911.5918 | 1 | 911.5918 | 1 | 911.5918 | 1 | 911.5918 | 911.59 | 1 | 911.59 | 1 | 911.59 | 1 | 911.59
25 | Handling & installation of battery charger & distn. Board. | LS | 602.6516 | 1 | 602.6516 | 1 | 602.6516 | 1 | 602.6516 | 640.119 | 1 | 640.119 | 1 | 640.119 | 1 | 640.119 | 677.886 | 1 | 677.886 | 1 | 677.886 | 1 | 677.886 | 866.2028 | 1 | 866.2028 | 1 | 866.2028 | 1 | 866.2028 | 911.5918 | 1 | 911.5918 | 1 | 911.5918 | 1 | 911.5918 | 911.59 | 1 | 911.59 | 1 | 911.59 | 1 | 911.59
26 | Handling & Installation of batteries. | LS | 1031.9376 | 1 | 1031.9376 | 1 | 1031.9376 | 1 | 1031.9376 | 1096.0942 | 1 | 1096.0942 | 1 | 1096.0942 | 1 | 1096.0942 | 1160.7637 | 1 | 1160.7637 | 1 | 1160.7637 | 1 | 1160.7637 | 1483.2239 | 1 | 1483.2239 | 1 | 1483.2239 | 1 | 1483.2239 | 1560.9448 | 1 | 1560.9448 | 1 | 1560.9448 | 1 | 1560.9448 | 1260 | 1 | 1260 | 1 | 1260 | 1 | 1260
27 | DC cabling from distn. Board to yard connection. | LS | 602.6516 | 1 | 602.6516 | 1 | 602.6516 | 1 | 602.6516 | 640.119 | 1 | 640.119 | 1 | 640.119 | 1 | 640.119 | 677.886 | 1 | 677.886 | 1 | 677.886 | 1 | 677.886 | 866.2028 | 1 | 866.2028 | 1 | 866.2028 | 1 | 866.2028 | 911.5918 | 1 | 911.5918 | 1 | 911.5918 | 1 | 911.5918 | 750 | 1 | 750 | 1 | 750 | 1 | 750
28 | Laying of under-ground cable complete including fixing of terminal block. | LS | 602.6516 | 1 | 602.6516 | 1 | 602.6516 | 1 | 602.6516 | 640.119 | 1 | 640.119 | 1 | 640.119 | 1 | 640.119 | 677.886 | 1 | 677.886 | 1 | 677.886 | 1 | 677.886 | 866.2028 | 1 | 866.2028 | 1 | 866.2028 | 1 | 866.2028 | 911.5918 | 1 | 911.5918 | 1 | 911.5918 | 1 | 911.5918 | 500 | 1 | 500 | 1 | 500 | 1 | 500
29 | Fixing arrangement of search light of support & handling and fixing of search light. | LS | 451.4727 | 1 | 451.4727 | 1 | 451.4727 | 1 | 451.4727 | 479.5412 | 1 | 479.5412 | 1 | 479.5412 | 1 | 479.5412 | 507.8341 | 1 | 507.8341 | 1 | 507.8341 | 1 | 507.8341 | 648.9105 | 1 | 648.9105 | 1 | 648.9105 | 1 | 648.9105 | 682.9134 | 1 | 682.9134 | 1 | 682.9134 | 1 | 682.9134 | 500 | 1 | 500 | 1 | 500 | 1 | 500
30 | Jumpering of DO fuse, AB switch & transformer and fixing of terminal clamps. | LS | 602.6516 | 1 | 602.6516 | 1 | 602.6516 | 1 | 602.6516 | 640.119 | 1 | 640.119 | 1 | 640.119 | 1 | 640.119 | 677.886 | 1 | 677.886 | 1 | 677.886 | 1 | 677.886 | 866.2028 | 1 | 866.2028 | 1 | 866.2028 | 1 | 866.2028 | 911.5918 | 1 | 911.5918 | 1 | 911.5918 | 1 | 911.5918 | 150 | 1 | 150 | 1 | 150 | 1 | 150
31 | Installation, testing and commissioning of 33 kV ME | No. | 1934.883 | 1 | 1934.883 | 1 | 1934.883 | 1 | 1934.883 | 2055.1766 | 1 | 2055.1766 | 1 | 2055.1766 | 1 | 2055.1766 | 2176.432 | 1 | 2176.432 | 1 | 2176.432 | 1 | 2176.432 | 2781.0448 | 1 | 2781.0448 | 1 | 2781.0448 | 1 | 2781.0448 | 2926.7716 | 1 | 2926.7716 | 1 | 2926.7716 | 1 | 2926.7716 | 4000 | 1 | 4000 | 1 | 4000 | 1 | 4000
32 | Installation, testing and commissioning of 11 kV ME | No. | 1289.922 | 2 | 2579.844 | 2 | 2579.844 | 3 | 3869.766 | 1370.1177 | 2 | 2740.2355 | 2 | 2740.2355 | 3 | 4110.3532 | 1450.9547 | 2 | 2901.9094 | 2 | 2901.9094 | 3 | 4352.864 | 1854.0299 | 2 | 3708.0598 | 2 | 3708.0598 | 3 | 5562.0897 | 1951.1811 | 2 | 3902.3621 | 2 | 3902.3621 | 3 | 5853.5432 | 2500 | 2 | 5000 | 2 | 5000 | 3 | 7500
33 | Installation, testing and commissioning of HT meter complete with box | No. | 644.961 | 3 | 1934.883 | 3 | 1934.883 | 4 | 2579.844 | 685.0589 | 3 | 2055.1766 | 3 | 2055.1766 | 4 | 2740.2355 | 725.4773 | 3 | 2176.432 | 3 | 2176.432 | 4 | 2901.9094 | 927.0149 | 3 | 2781.0448 | 3 | 2781.0448 | 4 | 3708.0598 | 975.5905 | 3 | 2926.7716 | 3 | 2926.7716 | 4 | 3902.3621 | 1500 | 3 | 4500 | 3 | 4500 | 4 | 6000
34 | Total labour charges. |  |  |  | 106948.2202 |  | 108631.9855 |  | 122782.9981 |  |  | 113597.298 |  | 115385.7447 |  | 130416.5399 |  |  | 120299.5386 |  | 122193.5036 |  | 138111.1157 |  |  | 153718.7504 |  | 156138.8589 |  | 176478.3837 |  |  | 161773.6129 |  | 164320.5351 |  | 185725.851 |  |  | 166035.946 |  | 168582.866 |  | 190544.78
35 | Total Labour Charges (Rounded off) |  |  |  | 106948.2202 |  | 108631.9855 |  | 122782.9981 |  |  | 113597.298 |  | 115385.7447 |  | 130416.5399 |  |  | 120299.5386 |  | 122193.5036 |  | 138111.1157 |  |  | 153718.7504 |  | 156138.8589 |  | 176478.3837 |  |  | 161774 |  | 164321 |  | 185726 |  |  | 166036 |  | 168583 |  | 190545
Note- | The rates are proposed for normal soil conditions. In case of soft rock & hard rock, the rates of pit digging will be taken as two times and ten times respectively as compared to the rates applicable for normal soil.

## BL-2
LABOUR SCHEDULE BL-2
SCHEDULE OF LABOUR CHARGES FOR POWER TRANSFORMER IN PARALLEL EXCLUDING BAY
S. No. | Particulars | Unit | Qty. | 2015-2016 |  | 2016-2017 |  | 2017-2018 |  | Year 2018-19 |  | Year 2019-20 |  | 2020-21
|  |  |  | Rate | Amt. | Rate | Amt. | Rate | Amt. | Rate | Amt. | Rate | Amt. | Rate | Amt.
1 | Pit digging | No. | 4 | 241.073 | 964.2918 | 256.0607 | 1024.2428 | 271.1683 | 1084.6731 | 346.4988 | 1385.9953 | 364.6554 | 1458.6215 | 400 | 1600
2 | Shifting of materials (Other than pole) to pole pits | No. | 3 | 90.3888 | 271.1663 | 96.0083 | 288.025 | 101.6728 | 305.0185 | 129.9175 | 389.7526 | 136.7252 | 410.1757 | 125 | 375
3 | Transportation of support from road side to pole pits for a lead for 1.0 Km. | No. | 4 | 180.7776 | 723.1102 | 192.0167 | 768.0667 | 203.3457 | 813.3827 | 259.8351 | 1039.3404 | 273.4505 | 1093.8018 | 250 | 1000
4 | Cross arm fixing complete including insulator etc. | No. | 2 | 271.1663 | 542.3327 | 288.025 | 576.0501 | 305.0185 | 610.037 | 389.7526 | 779.5053 | 410.1757 | 820.3514 | 350 | 700
5 | Pole erection complete (Joist) | No. | 4 | 451.9439 | 1807.7756 | 480.0417 | 1920.1668 | 508.3642 | 2033.4567 | 649.5877 | 2598.3509 | 683.6261 | 2734.5045 | 750 | 3000
6 | Concreting of supports | Cft. | 42 | 14.4622 | 607.4126 | 15.3613 | 645.1761 | 16.2677 | 683.2414 | 20.7868 | 873.0459 | 21.876 | 918.7935 | 0 | 0
7 | Fixing of 33 kV DO fuse units. | Set. | 1 | 225.972 | 225.972 | 240.0209 | 240.0209 | 254.1821 | 254.1821 | 324.7939 | 324.7939 | 341.8131 | 341.8131 | 379.85 | 379.85
8 | Fixing of 11 kV DO fuse units. | Set. | 1 | 180.7776 | 180.7776 | 192.0167 | 192.0167 | 203.3457 | 203.3457 | 259.8351 | 259.8351 | 273.4505 | 273.4505 | 250 | 250
9 | Fixing of 33 kV LA including earthing. | Set. | 1 | 180.7776 | 180.7776 | 192.0167 | 192.0167 | 203.3457 | 203.3457 | 259.8351 | 259.8351 | 273.4505 | 273.4505 | 250 | 250
10 | Fixing of 11 kV LA including earthing. | Set. | 1 | 135.5832 | 135.5832 | 144.0125 | 144.0125 | 152.5093 | 152.5093 | 194.8763 | 194.8763 | 205.0878 | 205.0878 | 200 | 200
11 | Stringing of Dog ACSR conductor with fixing of terminal clamps. | LS | LS | LS | 1004.4706 | LS | 1066.9196 | LS | 1129.8678 | LS | 1443.7451 | LS | 1519.3974 | 1500 | 1500
12 | Digging and concreting of foundation of X-mer | LS | LS | LS | 10044.7064 | LS | 10669.1958 | LS | 11298.6784 | LS | 14437.4512 | LS | 15193.9737 | 15000 | 15000
13 | Digging and concreting of foundation of VCB. | No. | 1 | 1807.7756 | 1807.7756 | 1920.1668 | 1920.1668 | 2033.4567 | 2033.4567 | 2598.3509 | 2598.3509 | 2734.5045 | 2734.5045 | 3038.79 | 3038.79
14 | Handling & installation of 11 kV X-mer control and feeder VCB on foundation. | LS | LS | LS | 1406.2589 | LS | 1493.6874 | LS | 1581.815 | LS | 2021.2432 | LS | 2127.1563 | LS | 2127.16
15 | Preparation of cable trench from 11 kV VCB to control room | LS | LS | LS | 602.6824 | LS | 640.1517 | LS | 677.9207 | LS | 866.2471 | LS | 911.6384 | 4500 | 4500
16 | Painting of channels and supports | LS | LS | LS | 602.6824 | LS | 640.1517 | LS | 677.9207 | LS | 866.2471 | LS | 911.6384 | 1000 | 1000
| Total Labour Charges |  |  |  | 21107.7759 |  | 22420.0674 |  | 23742.8514 |  | 30338.6155 |  | 31928.3589 |  | 34920.8
| Total Labour Charges (Rounded off) | [13 empty] | 34921
The rates are proposed for normal soil conditions. In case of soft rock & hard rock, the rates of pit digging will be taken as two times and ten times respectively as compared to the rates applicable for normal soil.

## BL-3
2016-17
LABOUR SCHEDULE BL-3
SCHEDULE OF LABOUR CHARGES FOR 33/11 kV POWER TRANSFORMER
S. No. | Particulars | Unit | Qty. | 2015-16 Amount |  |  | 2016-17 Amount |  |  | 2017-18 Amount |  |  | Year 2018-19 |  |  | Year 2019-20 |  |  | 2020-21
|  |  |  | 1.6 MVA | 3.15 MVA | 5.0 MVA | 1.6 MVA | 3.15 MVA | 5.0 MVA | 1.6 MVA | 3.15 MVA | 5.0 MVA | 1.6 MVA | 3.15 MVA | 5.0 MVA | 1.6 MVA | 3.15 MVA | 5.0 MVA | 1.6 MVA | 3.15 MVA | 5.0 MVA
1 | Shifting of Xmer on foundation (Incl. lifting from A/S ) | No. | 1 | 25799.0335 | 32248.1982 | 38697.3628 | 27402.9852 | 34253.1009 | 41103.2166 | 29019.7614 | 36274.0339 | 43528.3063 | 37081.4511 | 46350.9605 | 55620.4699 | 39024.5191 | 48779.7508 | 58534.9825 | 40000 | 50000 | 60000
2 | Assembling, | No. | 1 | 5159.5692 | 6449.1646 | 7739.9476 | 5480.3448 | 6850.1157 | 8221.1478 | 5803.6851 | 7254.2725 | 8706.1956 | 7415.9489 | 9269.5094 | 11124.7767 | 7804.5446 | 9755.2317 | 11707.715 | 7000 | 9600 | 9600
3 | Testing including testing of 11 kV VCB and commissioning | LS | LS | 10061.4568 | 10061.4568 | 10319.1384 | 10686.9877 | 10686.9877 | 10960.6896 | 11317.5199 | 11317.5199 | 11607.3703 | 14461.527 | 14461.527 | 14831.8977 | 15219.311 | 15219.311 | 15609.0892 | 12000 | 12000 | 13000
| Total Labour Charges (Rounded off) |  |  | 41020.0596 | 48758.8197 | 56756.4488 | 43570.3177 | 51790.2042 | 60285.054 | 46140.9664 | 54845.8263 | 63841.8722 | 58958.9269 | 70081.9968 | 81577.1443 | 62048.3747 | 73754.2935 | 85851.7866 | 59000 | 71600 | 82600

## BL-4
LABOUR SCHEDULE BL-4
LABOUR CHARGES FOR 11 kV OUTDOOR YARD EXTENSION OF ADDITIONAL BAY
S. No. | Particulars | Unit | Qty. | 2015-16 |  | 2016-17 |  | 2017-18 |  | Year 2018-19 |  | Year 2019-20 |  | 2020-21
|  |  |  | Rate | Amount | Rate | Amount | Rate | Amount | Rate | Amount | Rate | Amount | Rate | Amount
1 | Pit digging | No. | 2 | 241.6999 | 483.3998 | 256.7266 | 513.4532 | 271.8735 | 543.747 | 347.3999 | 694.7999 | 364.66 | 729.32 | 400 | 800
2 | Shifting of materials to pole pits | No. | 6 | 100.7083 | 604.2497 | 106.9694 | 641.8165 | 113.2806 | 679.6837 | 144.75 | 868.4999 | 152.3349 | 914.0093 | 150 | 900
3 | Transportation of pole from road side to pole pit | No. | 2 | 277.4078 | 554.8157 | 294.6546 | 589.3091 | 312.0392 | 624.0783 | 398.7237 | 797.4473 | 419.6168 | 839.2335 | 500 | 1000
4 | Cross arm fixing with insulator HW with insulator etc. | No. | 6 | 277.4078 | 1664.447 | 294.6546 | 1767.9273 | 312.0392 | 1872.235 | 398.7237 | 2392.3419 | 419.6168 | 2517.7006 | 450 | 2700
5 | Pole erection complete | No. | 2 | 739.7542 | 1479.5084 | 785.7455 | 1571.4909 | 832.1045 | 1664.2089 | 1063.2631 | 2126.5262 | 1118.9781 | 2237.9561 | 1500 | 3000
6 | Concreting of poles | Cft. | 35 | 14.7951 | 517.828 | 15.7149 | 550.0218 | 16.6421 | 582.4731 | 21.2653 | 744.2842 | 22.3796 | 783.2846 | 0 | 0
7 | Fixing of 11 kV AB switch / Isolator complete with operating handle. | No. | 3 | 554.8157 | 1664.447 | 589.3091 | 1767.9273 | 624.0783 | 1872.235 | 797.4473 | 2392.3419 | 839.2335 | 2517.7006 | 1000 | 3000
8 | Stringing of DOG conductor including jumpering . | L.S. | L.S. | L.S. | 1387.0392 | L.S. | 1473.2728 | L.S. | 1560.1959 | L.S. | 1993.6183 | L.S. | 2098.0839 | L.S. | 2098.08
9 | Fixing of T-clamps for jumpering | No. | 11 | L.S. | 110.9631 | L.S. | 117.8618 | L.S. | 124.8157 | 14.5 | 159.4895 | 15.26 | 167.8467 | 20 | 220
10 | Digging and concreting of foundation of 11 kV VCB. | No. | 1 | 2014.1658 | 2014.1658 | 2139.3885 | 2139.3885 | 2265.6124 | 2265.6124 | 2894.9995 | 2894.9995 | 3046.6975 | 3046.6975 | 3046.7 | 3046.7
11 | Handling & installation of VCB on foundation | No. | 1 | 1409.9161 | 1409.9161 | 1497.5719 | 1497.5719 | 1585.9287 | 1585.9287 | 2026.4997 | 2026.4997 | 2132.6883 | 2132.6883 | 2132.69 | 2132.69
12 | Preparation of cable trench from 11 kV VCB to control room. | L.S. | L.S. | L.S. | 604.2497 | L.S. | 641.8165 | L.S. | 679.6837 | L.S. | 868.4999 | L.S. | 914.0093 | L.S. | 914.01
13 | Painting of structure. | L.S. | L.S. | L.S. | 1007.0829 | L.S. | 1069.6942 | L.S. | 1132.8062 | L.S. | 1447.4998 | L.S. | 1523.3488 | L.S. | 1523.35
14 | Digging of pits & laying out earthing mat, interconnection etc. | L.S. | L.S. | L.S. | 2014.1658 | L.S. | 2139.3885 | L.S. | 2265.6124 | L.S. | 2894.9995 | L.S. | 3046.6975 | L.S. | 3046.7
15 | Levelling & Metalling | L.S. | L.S. | L.S. | 4028.3316 | L.S. | 4278.777 | L.S. | 4531.2248 | L.S. | 5789.9991 | L.S. | 6093.395 | L.S. | 6093.4
| TOTAL |  |  |  | 19544.6097 |  | 20759.7176 |  | 21984.5409 |  | 28091.8464 |  | 29561.9718 |  | 30474.93
| TOTAL ROUNDED OFF | [13 empty] | 30475
The rates are proposed for normal soil conditions. In case of soft rock & hard rock, the rates of pit digging will be taken as two times and ten times respectively as compared to the rates applicable for normal soil.

## BL-5
LABOUR SCHEDULE BL-5
LABOUR CHARGES FOR 33 kV OUT DOOR YARD
S. No. | Particulars | Unit | Qty. | 2015-16 |  | 2016-17 |  | 2017-18 |  | Year 2018-19 |  | Year 2019-20 |  | 2020-21
|  |  |  | Rate | Amount | Rate | Amount | Rate | Amount | Rate | Amount | Rate | Amount | Rate | Amount
1 | Pit digging | No. | 2 | 241.6999 | 483.3998 | 256.7266 | 513.4532 | 271.8735 | 543.747 | 347.3999 | 694.7999 | 364.66 | 729.32 | 400 | 800
2 | Shifting of materials to pole pit | No. | 6 | 100.7083 | 604.2497 | 106.9694 | 641.8165 | 113.2806 | 679.6837 | 144.75 | 868.4999 | 152.3349 | 914.0093 | 150 | 900
3 | Transportation of pole from road side to pole pit | Set | 2 | 302.1249 | 604.2497 | 320.9083 | 641.8165 | 339.8419 | 679.6837 | 434.2499 | 868.4999 | 457.0046 | 914.0093 | 500 | 1000
4 | Cross arm fixing with insulator HW including channel for AB switch | No. | 6 | 302.1249 | 1812.7492 | 320.9083 | 1925.4496 | 339.8419 | 2039.0512 | 434.2499 | 2605.4996 | 457.0046 | 2742.0278 | 450 | 2700
5 | Pole erection complete | No. | 2 | 805.6663 | 1611.3326 | 855.7554 | 1711.5108 | 906.245 | 1812.4899 | 1157.9998 | 2315.9996 | 1218.679 | 2437.358 | 1400 | 2800
6 | Concreting of stay and poles | Cft. | 35 | 16.1133 | 563.9664 | 17.1151 | 599.0288 | 18.1249 | 634.3715 | 23.16 | 810.5999 | 24.3736 | 853.0753 | 0 | 0
7 | Fixing of isolator complete with operating handle. | Set | 1 | 704.958 | 704.958 | 748.786 | 748.786 | 792.9643 | 792.9643 | 1013.2498 | 1013.2498 | 1066.3441 | 1066.3441 | 1500 | 1500
8 | Stringing of double conductor including jumpering and fixing of terminal clamps etc. | L.S. | LS | L.S. | 1510.6243 | L.S. | 1604.5414 | L.S. | 1699.2093 | L.S. | 2171.2497 | L.S. | 2285.0231 | LS | 2285.02
9 | Fixing of T-clamps for jumpering | No. | 18 | 12.085 | 217.5299 | 12.8363 | 231.054 | 13.5937 | 244.6861 | 17.37 | 312.66 | 25.37 | 456.66 | 30.37 | 546.66
10 | Painting of Structure | L.S. | LS | L.S. | 1007.0829 | L.S. | 1069.6942 | L.S. | 1132.8062 | L.S. | 1447.4998 | L.S. | 1523.3488 | LS | 1523.35
11 | Digging of trenches, pits & laying out earthing mat, interconnection etc. | L.S. | L.S. | L.S. | 2014.1658 | L.S. | 2139.3885 | L.S. | 2265.6124 | L.S. | 2894.9995 | L.S. | 3046.6975 | L.S. | 3046.7
12 | Levelling & Metalling | L.S. | L.S. | L.S. | 4028.3316 | L.S. | 4278.777 | L.S. | 4531.2248 | L.S. | 5789.9991 | L.S. | 6093.395 | L.S. | 6093.4
| TOTAL |  |  |  | 15162.6401 |  | 16105.3166 |  | 17055.5302 |  | 21793.5565 |  | 23061.2682 |  | 23195.13
| TOTAL ROUNDED OFF | [13 empty] | 23195
The rates are proposed for normal soil conditions. In case of soft rock & hard rock, the rates of pit digging will be taken as two times and ten times respectively as compared to the rates applicable for normal soil.

## BL-6
LABOUR SCHEDULE BL-6
SCHEDULE OF LABOUR CHARGES FOR INSTALLATION OF 33 kV VCB
S. No. | Particulars | Unit | 2015-16 |  |  | 2016-17 |  |  | 2017-18 |  |  | Year 2018-19 |  |  | Year 2019-20 |  |  | Qty. | 2020-21
|  |  | Rate | Qty. | Amt. (Rs) | Rate | Qty. | Amt. (Rs) | Rate | Qty. | Amt. (Rs) | Rate | Qty. | Amt. (Rs) | Rate | Qty. | Amt. (Rs) |  | Rate | Amt. (Rs)
1 | Digging and concreting of foundation of VCB. | No. | 2008.9413 | 1 | 2008.9413 | 2133.8392 | 1 | 2133.8392 | 2259.7357 | 1 | 2259.7357 | 2887.4902 | 1 | 2887.4902 | 3038.7947 | 1 | 3038.7947 | 1 | 3038.79 | 3038.79
2 | Handling & installation of 33 kV X-mer control and feeder VCB on foundation. | No. | 1934.883 | 1 | 1934.883 | 2055.1766 | 1 | 2055.1766 | 2176.432 | 1 | 2176.432 | 2781.0448 | 1 | 2781.0448 | 2926.7716 | 1 | 2926.7716 | 1 | 2926.77 | 2926.77
3 | Fixing of T-clamps for jumpers & bimetallic clamps | No. | 16.769 | 35 | 586.9145 | 17.8115 | 35 | 623.4036 | 18.8624 | 35 | 660.1844 | 24.1024 | 35 | 843.5836 | 25.3654 | 35 | 887.7874 | 35 | 30.37 | 1062.95
4 | DC cabling from distn. Board to yard connection. | LS | 602.6516 | 1 | 602.6516 | 640.119 | 1 | 640.119 | 677.886 | 1 | 677.886 | 866.2028 | 1 | 866.2028 | 911.5918 | 1 | 911.5918 | 1 | 750 | 750
5 | Laying of under-ground cable complete including fixing of terminal block. | LS | 602.6516 | 1 | 602.6516 | 640.119 | 1 | 640.119 | 677.886 | 1 | 677.886 | 866.2028 | 1 | 866.2028 | 911.5918 | 1 | 911.5918 | 1 | 500 | 500
| Total labour charges |  |  |  | 5736.0419 |  |  | 6092.6573 |  |  | 6452.1241 |  |  | 8244.5242 |  |  | 8676.5373 |  |  | 8278.51
| Total Labour Charges (Rounded off) |  |  |  | 5736.0419 |  |  | 6092.6573 |  |  | 6452.1241 |  |  | 8244.5242 |  |  | 8677 |  |  | 8279
6 | Transportation of pole from road side to pole pit for a lead of 1.0 Km. |  |  |  | 7322.58 |  |  | 7777.8321
Note - | The rates are proposed for normal soil conditions. In case of soft rock & hard rock, the rates of pit digging will be taken as two times and ten times respectively as compared to the rates applicable for normal soil.

## BL-8
LABOUR SCHEDULE BL-8
SCHEDULE OF LABOUR CHARGES FOR AUGMENTATION OF 33/11 kV S/s CAPACITY REPLACEMENT OF POWER TRANSFORMER
S. No. | Particulars | Unit | 2015-16 |  |  | 2016-17 |  |  | 2017-18 |  |  | Year 2018-19 |  |  | Year 2019-20 |  |  | Qty. | 2020-21
|  |  | Rate | Qty. | Amt. (Rs) | Rate | Qty. | Amt. (Rs) | Rate | Qty. | Amt. (Rs) | Rate | Qty. | Amt. (Rs) | Rate | Qty. | Amt. (Rs) |  | Rate | Amt. (Rs)
1 | Shifting of Xmer on foundation (including lifting from Area Store) | No. | 32248.0438 | 1 | 32248.0438 | 34252.9369 | 1 | 34252.9369 | 36273.8602 | 1 | 36273.8602 | 46350.7386 | 1 | 46350.7386 | 48779.5173 | 1 | 48779.5173 | 1 | 50000 | 50000
2 | Assembling | No. | 6449.604 | 1 | 6449.604 | 6850.5823 | 1 | 6850.5823 | 7254.7667 | 1 | 7254.7667 | 9270.1409 | 1 | 9270.1409 | 9755.8963 | 1 | 9755.8963 | 1 | 9000 | 9000
3 | Testing and Commissioning of Xmer and VCB | No. | 10061.3856 | 1 | 10061.3856 | 10686.912 | 1 | 10686.912 | 11317.4398 | 1 | 11317.4398 | 14461.4246 | 1 | 14461.4246 | 15219.2032 | 1 | 15219.2032 | 1 | 10000 | 10000
4 | Digging and concreting of foundation of VCB. | No. | 2008.9413 | 1 | 2008.9413 | 2133.8392 | 1 | 2133.8392 | 2259.7357 | 1 | 2259.7357 | 2887.4902 | 1 | 2887.4902 | 3038.7947 | 1 | 3038.7947 | 1 | 3038.79 | 3038.79
5 | Handling & installation of 33 kV X-mer control and feeder VCB on foundation. | No. | 1934.883 | 1 | 1934.883 | 2055.1766 | 1 | 2055.1766 | 2176.432 | 1 | 2176.432 | 2781.0448 | 1 | 2781.0448 | 2926.7716 | 1 | 2926.7716 | 1 | 2926.77 | 2926.77
6 | Fixing of T-clamps for jumpers & bimetallic clamps | No. | 16.769 | 35 | 586.9145 | 17.8115 | 35 | 623.4036 | 18.8624 | 35 | 660.1844 | 24.1024 | 35 | 843.5836 | 25.3654 | 35 | 887.7874 | 35 | 30.37 | 1062.95
7 | DC cabling from distn. Board to yard connection. | LS | 602.6516 | 1 | 602.6516 | 640.119 | 1 | 640.119 | 677.886 | 1 | 677.886 | 866.2028 | 1 | 866.2028 | 911.5918 | 1 | 911.5918 | 1 | 750 | 750
8 | Laying of under-ground cable complete including fixing of terminal block. | LS | 602.6516 | 1 | 602.6516 | 640.119 | 1 | 640.119 | 677.886 | 1 | 677.886 | 866.2028 | 1 | 866.2028 | 911.5918 | 1 | 911.5918 | 1 | 750 | 750
| Total labour charges |  |  |  | 54495.0753 |  |  | 57883.0886 |  |  | 61298.1908 |  |  | 78326.8282 |  |  | 82431.154 |  |  | 77528.51
| Total Labour Charges (Rounded off) |  |  |  | 54495.0753 |  |  | 57883.0886 |  |  | 61298.1908 |  |  | 78326.8282 |  |  | 82431 |  |  | 77529
The rates are proposed for normal soil conditions. In case of soft rock & hard rock, the rates of pit digging will be taken as two times and ten times respectively as compared to the rates applicable for normal soil.

## BL-9
LABOUR SCHEDULE BL-9
SCHEDULE OF LABOUR CHARGES FOR INSTALLATION OF 1.6 MVA POWER TRANSFORMER ON LINE
S. No. | Particulars | Unit | Qty. | 2015-2016 |  | 2016-2017 |  | 2017-2018 |  | Year 2018-19 |  | Year 2019-20 |  | 2020-21
|  |  |  | Rate | Amt. | Rate | Amt. | Rate | Amt. | Rate | Amt. | Rate | Amt. | Rate | Amt. (Rs)
1 | Pit digging | No. | 10 | 241.073 | 2410.7295 | 256.0607 | 2560.607 | 271.1683 | 2711.6828 | 346.4988 | 3464.9883 | 364.6554 | 3646.5537 | 400 | 4000
2 | Shifting of materials (Other than pole) to pole pits | No. | 5 | 100.4471 | 502.2353 | 106.692 | 533.4598 | 112.9868 | 564.9339 | 144.3745 | 721.8726 | 151.9397 | 759.6987 | 90 | 450
3 | Transportation of support from road side to pole pits for a lead for 1.0 Km. | No. | 10 | 200.8941 | 2008.9413 | 213.3839 | 2133.8392 | 225.9736 | 2259.7357 | 288.749 | 2887.4902 | 303.8795 | 3038.7947 | 227.9 | 2279
4 | Cross arm fixing complete including insulator etc. | No. | 5 | 301.3412 | 1506.706 | 320.0759 | 1600.3794 | 338.9604 | 1694.8018 | 433.1235 | 2165.6177 | 455.8192 | 2279.0961 | 400 | 2000
5 | Pole erection complete (Joist) | No. | 10 | 502.2353 | 5022.3532 | 533.4598 | 5334.5979 | 564.9339 | 5649.3392 | 721.8726 | 7218.7256 | 759.6987 | 7596.9868 | 750 | 7500
6 | Concreting of supports | Cft. | 185 | 16.0715 | 2973.2331 | 17.0707 | 3158.082 | 18.0779 | 3344.4088 | 23.0999 | 4273.4856 | 24.3104 | 4497.4162 | 24.31 | 4497.35
7 | Fixing of 33 kV DO fuse units. | Set. | 1 | 251.1177 | 251.1177 | 266.7299 | 266.7299 | 282.467 | 282.467 | 360.9363 | 360.9363 | 379.8493 | 379.8493 | 379.85 | 379.85
8 | Fixing of 11 kV DO fuse units. | Set. | 1 | 200.8941 | 200.8941 | 213.3839 | 213.3839 | 225.9736 | 225.9736 | 288.749 | 288.749 | 303.8795 | 303.8795 | 250 | 250
9 | Fixing of 33 kV LA including earthing. | Set. | 1 | 200.8941 | 200.8941 | 213.3839 | 213.3839 | 225.9736 | 225.9736 | 288.749 | 288.749 | 303.8795 | 303.8795 | 250 | 250
10 | Fixing of 11 kV LA including earthing. | Set. | 1 | 150.6706 | 150.6706 | 160.0379 | 160.0379 | 169.4802 | 169.4802 | 216.5618 | 216.5618 | 227.9096 | 227.9096 | 200 | 200
11 | Stringing of Dog ACSR conductor with fixing of terminal clamps. | LS | LS | LS | 1004.4706 | LS | 1066.9196 | LS | 1129.8678 | LS | 1443.7451 | LS | 1519.3974 | LS | 1819
12 | Digging and concreting of foundation of X-mer | LS | LS | LS | 10044.7064 | LS | 10669.1958 | LS | 11298.6784 | LS | 14437.4512 | LS | 15193.9737 | LS | 15193.97
13 | Painting of channels and supports | LS | LS | LS | 602.6824 | LS | 640.1517 | LS | 677.9207 | LS | 866.2471 | LS | 911.6384 | LS | 1500
14 | Shifting of X-mer (including lifting from A/Store) | No. | 1 | 24143.0702 | 24143.0702 | 25644.069 | 25644.069 | 27157.0691 | 27157.0691 | 34701.3029 | 34701.3029 | 36519.6511 | 36519.6511 | 45000 | 45000
15 | Assembling | No. | 1 | 4828.614 | 4828.614 | 5128.8138 | 5128.8138 | 5431.4138 | 5431.4138 | 6940.2606 | 6940.2606 | 7303.9302 | 7303.9302 | 7000 | 7000
16 | Testing and commissioning of Power X-mer | No. | 1 | 9415.7918 | 9415.7918 | 10001.181 | 10001.181 | 10591.2507 | 10591.2507 | 13533.5001 | 13533.5001 | 14242.6555 | 14242.6555 | 12000 | 12000
17 | Digging of pits and laying out earthing mate connection etc | LS | LS | LS | 2008.9308 | LS | 2133.8281 | LS | 2259.7239 | LS | 2887.4752 | LS | 3038.7789 | LS | 3038.78
| Total Labour Charges | [9 empty] | 96697.1583 |  | 101764.0894 |  | 107357.95
203528.1787
The rates are proposed for normal soil conditions. In case of soft rock & hard rock, the rates of pit digging will be taken as two times and ten times respectively as compared to the rates applicable for normal soil.

## CL-1
LABOUR SCHEDULE CL-1
LABOUR CHARGES OF 11 kV LINE ON PCC POLES
S. No. | Particulars | Unit | Qty. | Year 2015-16 |  | Year 2016-17 |  | Year 2017-18 |  | Year 2018-19 |  | Year 2019-20 |  | 2020-21
|  |  |  | Rate | Amount | Rate | Amount | Rate | Amount | Rate | Amount | Rate | Amount | Rate | Amount
1 | Survey | Km. | 1 | 3021.2487 | 3021.2487 | 3209.0827 | 3209.0827 | 3398.4186 | 3398.4186 | 4342.4993 | 4342.4993 | 4570.0463 | 4570.0463 | 2500 | 2500
2 | Tree cutting | Km. | 1
3 | Approach Clearence | Km. | 1
4 | Pit digging | No. | 12 | 201.4166 | 2416.9989 | 213.9388 | 2567.2662 | 226.5612 | 2718.7349 | 289.5 | 3473.9994 | 304.6698 | 3656.037 | 325 | 3900
5 | Stay Pit digging | No. | 4 | 181.2749 | 725.0997 | 192.545 | 770.1799 | 203.9051 | 815.6205 | 260.55 | 1042.1998 | 274.2028 | 1096.8111 | 290 | 1160
6 | Transportation of pole from road side to pole pit for a lead of 1 Km. | No. | 12 | 201.4166 | 2416.9989 | 213.9388 | 2567.2662 | 226.5612 | 2718.7349 | 289.5 | 3473.9994 | 304.6698 | 3656.037 | 300 | 3600
7 | Shifting of materials to pole pits | No. | 12 | 40.2833 | 483.3998 | 42.7878 | 513.4532 | 45.3122 | 543.747 | 57.9 | 694.7999 | 60.934 | 731.2074 | 60.93 | 731.16
8 | Cross arm fixing complete with top clamp | No. | 12 | 60.425 | 725.0997 | 64.1817 | 770.1799 | 67.9684 | 815.6205 | 86.85 | 1042.1998 | 91.4009 | 1096.8111 | 90 | 1080
9 | Pole erection complete (including earthing) | No. | 12 | 503.5414 | 6042.4974 | 534.8471 | 6418.1655 | 566.4031 | 6796.8372 | 723.7499 | 8684.9986 | 761.6744 | 9140.0925 | 1000 | 12000
10 | Concreting of stay and poles | Cft. | 51 | 16.1133 | 821.7796 | 17.1151 | 872.8705 | 18.1249 | 924.3699 | 23.16 | 1181.1598 | 24.3736 | 1243.0526 | 0 | 0
11 | Stay erection complete | No. | 4 | 130.9208 | 523.6831 | 139.0603 | 556.241 | 147.2648 | 589.0592 | 188.175 | 752.6999 | 198.0353 | 792.1414 | 200 | 800
12 | Insulator fixing with GI Pin | No. | 36 | 14.0992 | 507.5698 | 14.9757 | 539.1259 | 15.8593 | 570.9343 | 20.265 | 729.5399 | 21.3269 | 767.7678 | 21.33 | 767.88
13 | Anti climbing devices and danger board fixing | No. | 12 | 50.3541 | 604.2497 | 53.4847 | 641.8165 | 56.6403 | 679.6837 | 72.375 | 868.4999 | 76.1674 | 914.0093 | 90 | 1080
14 | Painting of cross arm & numbering of poles | No. | 12 | 50.3541 | 604.2497 | 53.4847 | 641.8165 | 56.6403 | 679.6837 | 72.375 | 868.4999 | 76.1674 | 914.0093 | 76.17 | 914.04
15 | Stringing of line (Rabbit) all three conductor | Km. | 1 | 7250.9968 | 7250.9968 | 7701.7986 | 7701.7986 | 8156.2047 | 8156.2047 | 10421.9983 | 10421.9983 | 10968.1111 | 10968.1111 | 10000 | 10000
16 | Carpet guarding | Span | 1 | 1007.0829 | 1007.0829 | 1069.6942 | 1069.6942 | 1132.8062 | 1132.8062 | 1447.4998 | 1447.4998 | 1523.3488 | 1523.3488 | 1523.35 | 1523.35
17 | Twisting of jointing sleeves | No. | 3 | 44.3116 | 132.9349 | 47.0665 | 141.1996 | 49.8435 | 149.5304 | 63.69 | 191.07 | 67.0273 | 201.082 | 67.03 | 201.09
| TOTAL |  |  |  | 27283.8898 |  | 28980.1565 |  | 30689.9857 |  | 39215.6638 |  | 41270.5646 |  | 40257.52
| Stringing of line (Weasel) all three conductor | Km. | 1 | 6646.7471 | 24279.85 | 7059.982 | 25789.3526 | 7476.521 | 27310.9244 | 9553.4985 | 34897.8991 | 10054.1018 | 40356.55 | 9000 | 39257.52
The rates are proposed for normal soil conditions. In case of soft rock & hard rock, the rates of pit digging will be taken as two times and ten times respectively as compared to the rates applicable for normal soil.

## CL-2
LABOUR SCHEDULE CL-2
LABOUR CHARGES PER KM. OF 11 kV D.P. STRUCTURE ON PCC POLE
S. No. | Particulars | Unit | Qty. | Rate for 2015-2016 |  | Rate for 2016-2017 |  | Rate for 2017-2018 |  | Year 2018-19 |  | Year 2019-20 |  | 2020-21
|  |  |  | Rate | Amount | Rate | Amount | Rate | Amount | Rate | Amount | Rate | Amount | Rate | Amount
1 | Pit digging | No. | 2 | 201.4166 | 402.8332 | 213.9388 | 427.8777 | 226.5612 | 453.1225 | 289.5 | 578.9999 | 304.6698 | 609.3395 | 325 | 650
2 | Stay Pit digging | No. | 6 | 181.2749 | 1087.6495 | 192.545 | 1155.2698 | 203.9051 | 1223.4307 | 260.55 | 1563.2998 | 274.2028 | 1645.2167 | 290 | 1740
3 | Shifting of materials to pole pit | Set | 1 | 140.9916 | 140.9916 | 149.7572 | 149.7572 | 158.5929 | 158.5929 | 202.65 | 202.65 | 213.2688 | 213.2688 | 130 | 130
4 | Transportation of pole from road side to pole pit for a lead of 1 Km. | No. | 2 | 201.4166 | 402.8332 | 213.9388 | 427.8777 | 226.5612 | 453.1225 | 289.5 | 578.9999 | 304.6698 | 609.3395 | 300 | 600
5 | Cross arm fixing complete including insulator etc. | No. | 1 | 302.1249 | 302.1249 | 320.9083 | 320.9083 | 339.8419 | 339.8419 | 434.2499 | 434.2499 | 457.0046 | 457.0046 | 250 | 250
6 | Pole erection complete (including earthing) | No. | 2 | 503.5414 | 1007.0829 | 534.8471 | 1069.6942 | 566.4031 | 1132.8062 | 723.7499 | 1447.4998 | 761.6744 | 1523.3488 | 1000 | 2000
7 | Concreting of stay and poles | Cft. | 76 | 16.1133 | 1224.6128 | 17.1151 | 1300.7482 | 18.1249 | 1377.4923 | 23.16 | 1760.1597 | 24.3736 | 1852.3921 | 0 | 0
8 | Stay erection complete | No. | 6 | 130.9208 | 785.5247 | 139.0603 | 834.3615 | 147.2648 | 883.5888 | 188.175 | 1129.0498 | 198.0353 | 1188.212 | 200 | 1200
9 | Anticlimbing devices and danger board fixing | No. | 2 | 50.3541 | 100.7083 | 53.4847 | 106.9694 | 56.6403 | 113.2806 | 72.375 | 144.75 | 76.1674 | 152.3349 | 76.17 | 152.34
10 | Painting of cross arm and numbering of poles etc. | No. | 2 | 60.425 | 120.8499 | 64.1817 | 128.3633 | 67.9684 | 135.9367 | 86.85 | 173.7 | 91.4009 | 182.8019 | 91.4 | 182.8
| TOTAL |  |  |  | 5575.2109 |  | 5921.8273 |  | 6271.2152 |  | 8013.3587 |  | 8433.2587 |  | 6905.14
The rates are proposed for normal soil conditions. In case of soft rock & hard rock, the rates of pit digging will be taken as two times and ten times respectively as compared to the rates applicable for normal soil.

## CL-3
LABOUR SCHEDULE CL-3
LABOUR CHARGES FOR 25 / 63 / 100 / 200 kVA 11/0.4 kV OUT DOOR TRANSFORMER SUB-STATION
S. No. | Particulars | Unit | Qty. | 25 kVA X-Mer |  |  |  | 63/100 kVA X-Mer |  |  |  | 200 kVA X-Mer |  |  |  | 25 kVA X-Mer |  | 63/100 kVA X-Mer |  | 200 kVA X-Mer |  | 25 kVA X-Mer |  | 63/100 kVA X-Mer |  | 200 kVA X-Mer |  | 25 kVA X-Mer |  | 63/100 kVA X-Mer |  | 200 kVA X-Mer |  | 25 kVA X-Mer |  | 63/100 kVA X-Mer |  | 200 kVA X-Mer
|  |  |  | 2015-2016 |  | 2016-2017 |  | 2015-2016 |  | 2016-2017 |  | 2015-2016 |  | 2016-2017 |  | 2017-2018 |  | 2017-2018 |  | 2017-2018 |  | Year 2018-19 |  | Year 2018-19 |  | Year 2018-19 |  | Year 2019-20 | [5 empty] | 2020-21
|  |  |  | Rate | Amount | Rate | Amount | Rate | Amount | Rate | Amount | Rate | Amount | Rate | Amount | Rate | Amount | Rate | Amount | Rate | Amount | Rate | Amount | Rate | Amount | Rate | Amount | Rate | Amount | Rate | Amount | Rate | Amount | Rate | Amount | Rate | Amount | Rate | Amount
1 | Pit digging | Each | 2 | 200.8941 | 401.7883 | 213.3839 | 426.7678 | 200.8941 | 401.7883 | 213.3839 | 426.7678 | 241.6999 | 483.3998 | 256.7266 | 513.4532 | 225.9736 | 451.9471 | 225.9736 | 451.9471 | 271.8735 | 543.747 | 288.749 | 577.498 | 288.749 | 577.498 | 347.3999 | 694.7999 | 303.8795 | 607.7589 | 303.8795 | 607.7589 | 365.6037 | 731.2074 | 325 | 650 | 325 | 650 | 325 | 650
2 | Stay Pit digging | Each | 4 | 180.8047 | 723.2189 | 192.0455 | 768.1821 | 180.8047 | 723.2189 | 192.0455 | 768.1821 | 181.2749 | 725.0997 | 192.545 | 770.1799 | 203.3762 | 813.5048 | 203.3762 | 813.5048 | 203.9051 | 815.6205 | 259.8741 | 1039.4965 | 259.8741 | 1039.4965 | 260.55 | 1042.1998 | 273.4915 | 1093.9661 | 273.4915 | 1093.9661 | 274.2028 | 1096.8111 | 290 | 1160 | 290 | 1160 | 290 | 1160
3 | Shifting of materials to pole pits | Set | 1 | 200.8941 | 200.8941 | 213.3839 | 213.3839 | 200.8941 | 200.8941 | 213.3839 | 213.3839 | 201.4166 | 201.4166 | 213.9388 | 213.9388 | 225.9736 | 225.9736 | 225.9736 | 225.9736 | 226.5612 | 226.5612 | 288.749 | 288.749 | 288.749 | 288.749 | 289.5 | 289.5 | 303.8795 | 303.8795 | 303.8795 | 303.8795 | 304.6698 | 304.6698 | 130 | 130 | 130 | 130 | 130 | 130
4 | Transportation of pole from road side to pole pit | Each | 2 | 200.8941 | 401.7883 | 213.3839 | 426.7678 | 200.8941 | 401.7883 | 213.3839 | 426.7678 | 201.4166 | 402.8332 | 213.9388 | 427.8777 | 225.9736 | 451.9471 | 225.9736 | 451.9471 | 226.5612 | 453.1225 | 288.749 | 577.498 | 288.749 | 577.498 | 289.5 | 578.9999 | 303.8795 | 607.7589 | 303.8795 | 607.7589 | 304.6698 | 609.3395 | 300 | 600 | 300 | 600 | 300 | 600
5 | DC Cross arm fixing complete including insulator | Each | 2 | 301.3412 | 602.6824 | 320.0759 | 640.1517 | 301.3412 | 602.6824 | 320.0759 | 640.1517 | 302.1249 | 604.2497 | 320.9083 | 641.8165 | 338.9604 | 677.9207 | 338.9604 | 677.9207 | 339.8419 | 679.6837 | 433.1235 | 866.2471 | 433.1235 | 866.2471 | 434.2499 | 868.4999 | 455.8192 | 911.6384 | 455.8192 | 911.6384 | 457.0046 | 914.0093 | 350 | 700 | 350 | 700 | 350 | 700
6 | Pole erection complete including earthing | Each | 2 | 502.2353 | 1004.4706 | 533.4598 | 1066.9196 | 502.2353 | 1004.4706 | 533.4598 | 1066.9196 | 0 | 0 | 0 | 0 | 564.9339 | 1129.8678 | 564.9339 | 1129.8678 | 0 | 0 | 721.8726 | 1443.7451 | 721.8726 | 1443.7451 | 0 | 0 | 759.6987 | 1519.3974 | 759.6987 | 1519.3974 | 0 | 0 | 1000 | 2000 | 1000 | 2000 | 1400 | 2800
7 | Concreting of stay and base pad for poles | Cft. | 70 | 16.0715 | 1125.0071 | 17.0707 | 1194.9499 | 16.0715 | 1125.0071 | 17.0707 | 1194.9499 | 16.0715 | 1125.0071 | 17.0707 | 1194.9499 | 18.0779 | 1265.452 | 18.0779 | 1265.452 | 18.0779 | 1265.452 | 23.0999 | 1616.9945 | 23.0999 | 1616.9945 | 23.0999 | 1616.9945 | 24.3104 | 1701.7251 | 24.3104 | 1701.7251 | 24.3104 | 1701.7251 | 0 | 0 | 0 | 0 | 0 | 0
8 | Stay erection complete | Each | 4 | 130.5812 | 522.3247 | 138.6995 | 554.7982 | 130.5812 | 522.3247 | 138.6995 | 554.7982 | 130.5812 | 522.3247 | 138.6995 | 554.7982 | 146.8828 | 587.5313 | 146.8828 | 587.5313 | 146.8828 | 587.5313 | 187.6869 | 750.7475 | 187.6869 | 750.7475 | 187.6869 | 750.7475 | 197.5217 | 790.0866 | 197.5217 | 790.0866 | 197.5217 | 790.0866 | 200 | 800 | 200 | 800 | 200 | 800
9 | Fixing of LA Set | Set | 1 | 150.6706 | 150.6706 | 160.0379 | 160.0379 | 150.6706 | 150.6706 | 160.0379 | 160.0379 | 150.6706 | 150.6706 | 160.0379 | 160.0379 | 169.4802 | 169.4802 | 169.4802 | 169.4802 | 169.4802 | 169.4802 | 216.5618 | 216.5618 | 216.5618 | 216.5618 | 216.5618 | 216.5618 | 227.9096 | 227.9096 | 227.9096 | 227.9096 | 227.9096 | 227.9096 | 190 | 190 | 190 | 190 | 190 | 190
10 | Anti climbing devices and danger board fixing | Each | 2 | 50.2235 | 100.4471 | 53.346 | 106.692 | 50.2235 | 100.4471 | 53.346 | 106.692 | 50.2235 | 100.4471 | 53.346 | 106.692 | 56.4934 | 112.9868 | 56.4934 | 112.9868 | 56.4934 | 112.9868 | 72.1873 | 144.3745 | 72.1873 | 144.3745 | 72.1873 | 144.3745 | 75.9699 | 151.9397 | 75.9699 | 151.9397 | 75.9699 | 151.9397 | 90 | 180 | 90 | 180 | 90 | 180
11 | Painting of cross arm & numbering of poles. | Each | 2 | 80.3577 | 160.7153 | 85.3536 | 170.7071 | 80.3577 | 160.7153 | 85.3536 | 170.7071 | 241.073 | 482.1459 | 256.0607 | 512.1214 | 90.3894 | 180.7789 | 90.3894 | 180.7789 | 271.1683 | 542.3366 | 115.4996 | 230.9992 | 115.4996 | 230.9992 | 346.4988 | 692.9977 | 121.5518 | 243.1036 | 121.5518 | 243.1036 | 364.6554 | 729.3107 | 90 | 180 | 90 | 180 | 90 | 180
12 | Fixing of LT switch box & transformer wiring etc. | Job | 1 | 401.7883 | 401.7883 | 426.7678 | 426.7678 | 602.6824 | 602.6824 | 640.1517 | 640.1517 | 602.6824 | 602.6824 | 640.1517 | 640.1517 | 451.9471 | 451.9471 | 677.9207 | 677.9207 | 677.9207 | 677.9207 | 577.498 | 577.498 | 866.2471 | 866.2471 | 866.2471 | 866.2471 | 607.7589 | 607.7589 | 911.6384 | 911.6384 | 911.6384 | 911.6384 | 500 | 500 | 500 | 500 | 500 | 500
13 | Handling and installation of transformer on structure | Job | 1 | 602.6824 | 602.6824 | 640.1517 | 640.1517 | 803.5765 | 803.5765 | 853.5357 | 853.5357 | 1205.3648 | 1205.3648 | 1280.3035 | 1280.3035 | 677.9207 | 677.9207 | 903.8943 | 903.8943 | 1355.8414 | 1355.8414 | 866.2471 | 866.2471 | 1154.9961 | 1154.9961 | 1732.4941 | 1732.4941 | 911.6384 | 911.6384 | 1215.5179 | 1215.5179 | 1823.2768 | 1823.2768 | 750 | 750 | 1000 | 1000 | 1000 | 1000
14 | Fixing of D.O fuse complete with base channel | Set | 1 | 200.8941 | 200.8941 | 213.3839 | 213.3839 | 200.8941 | 200.8941 | 213.3839 | 213.3839 | 200.8941 | 200.8941 | 213.3839 | 213.3839 | 225.9736 | 225.9736 | 225.9736 | 225.9736 | 225.9736 | 225.9736 | 288.749 | 288.749 | 288.749 | 288.749 | 288.749 | 288.749 | 303.8795 | 303.8795 | 303.8795 | 303.8795 | 303.8795 | 303.8795 | 250 | 250 | 250 | 250 | 250 | 250
15 | Earthing of S/s including pit digging, laying and connecting wires to supports X-mer etc. | Set | 1 | 703.1294 | 703.1294 | 746.8437 | 746.8437 | 703.1294 | 703.1294 | 746.8437 | 746.8437 | 703.1294 | 703.1294 | 746.8437 | 746.8437 | 790.9075 | 790.9075 | 790.9075 | 790.9075 | 790.9075 | 790.9075 | 1010.6216 | 1010.6216 | 1010.6216 | 1010.6216 | 1010.6216 | 1010.6216 | 1063.5782 | 1063.5782 | 1063.5782 | 1063.5782 | 1063.5782 | 1063.5782 | 1000 | 1000 | 1000 | 1000 | 1000 | 1000
16 | Fixing of 11 kV AB switch | Set | 1 | 0 | 0 | 0 | 0 | 0 | 0 | 0 | 0 | 602.6824 | 602.6824 | 640.1517 | 640.1517 | 0 | 0 | 0 | 0 | 677.9207 | 677.9207 | 0 | 0 | 0 | 0 | 866.2471 | 866.2471 | 0 | 0 | 0 | 0 | 911.6384 | 911.6384 | 2000 | 2000 | 2000 | 2000 | 2000 | 2000
17 | Installation & commissioning of DT Meter | Job | 1 | 662.9506 | 662.9506 | 704.1669 | 704.1669 | 662.9506 | 662.9506 | 704.1669 | 704.1669 | 662.9506 | 662.9506 | 704.1669 | 704.1669 | 745.7128 | 745.7128 | 745.7128 | 745.7128 | 745.7128 | 745.7128 | 952.8718 | 952.8718 | 952.8718 | 952.8718 | 952.8718 | 952.8718 | 1002.8023 | 1002.8023 | 1002.8023 | 1002.8023 | 1002.8023 | 1002.8023 | 700 | 700 | 700 | 700 | 700 | 700
18 | Rail / H Beam Pole erection complete incl. earthing | No. | 2 | 0 | 0 | 0 | 0 | 0 | 0 | 0 | 0 | 803.5765 | 1607.153 | 853.5357 | 1707.0713 | 0 | 0 | 0 | 0 | 903.8943 | 1807.7885 | 0 | 0 | 0 | 0 | 1154.9961 | 2309.9922 | 0 | 0 | 0 | 0 | 1215.5179 | 2431.0358 | 0 | 0 | 0 | 0 | 1400 | 2800
| TOTAL |  |  |  | 7965.4522 |  | 8460.6723 |  | 8367.2404 |  | 8887.4401 |  | 10382.4511 |  | 11027.9385 |  | 8959.852 |  | 9411.7991 |  | 11678.5868 |  | 11448.8988 |  | 12026.3969 |  | 14922.8983 |  | 12048.8211 |  | 12656.5801 |  | 15704.8581 |  | 11790 |  | 12040 |  | 15640
The rates are proposed for normal soil conditions. In case of soft rock & hard rock, the rates of pit digging will be taken as two times and ten times respectively as compared to the rates applicable for normal soil.
0

## CL-3(A)
| LABOUR SCHEDULE CL - 3 (A) | [7 empty] | NEW ADDED
LABOUR CHARGES FOR ADDITIONAL (MID SPAN) POLES FOR 11 kV LINE ON H-BEAM POLE
S. No. | Particulars | Unit | Qty. | 2017-18 |  | 2018-19 (27.77%) |  | 2020-21
|  |  |  | Rate | Amount | Rate | Amount | Rate | Amount
1 | Pit digging | No. | 1 | 225.97 | 225.97 | 288.75 | 288.75 | 325 | 325
2 | Transportation of pole from road side to pole pit for a lead of 1 Km. | No. | 1 | 338.96 | 338.96 | 433.12 | 433.12 | 300 | 300
3 | Shifting of materials to pole pits | No. | 1 | 45.19 | 45.19 | 57.75 | 57.75 | 60.93 | 60.93
4 | Cross arm fixing complete with top clamp | No. | 1 | 67.79 | 67.79 | 86.62 | 86.62 | 90 | 90
5 | Pole erection complete (including earthing) | No. | 1 | 903.89 | 903.89 | 1155 | 1155 | 1400 | 1400
6 | Insulator fixing with GI Pin | No. | 3 | 15.82 | 47.46 | 20.21 | 60.63 | 21.33 | 63.99
7 | Anti climbing devices and danger board fixing | No. | 1 | 56.49 | 56.49 | 72.19 | 72.19 | 90 | 90
8 | Painting of Hardware and numbering of poles including steel pole. | No. | 1 | 271.17 | 271.17 | 346.5 | 346.5 | 400 | 400
| TOTAL |  |  |  | 1956.92 |  | 2500.56 |  | 2729.92

## CL-3 (B)
LABOUR SCHEDULE CL-3 (B)
LABOUR CHARGES FOR PER KM. OF 11 kV LINE ON H-BEAM (11 MTR. ) & 200 kG PCC POLE 9 MTR. WITH AB CABLE
S. No. | Particulars | Unit | Qty. | With H-Beam |  | With H-Beam | [9 empty] | With 200 kG 9 Mtr long PCC Pole | [7 empty] | With H-Beam |  | With 200 kG 9 Mtr long PCC Pole
|  |  |  | 2015-2016 |  | 2016-2017 |  | 2015-2016 |  | 2017-2018 |  | Year 2018-19 |  | Year 2019-20 | [9 empty] | 2020-21
|  |  |  | Rate | Amount | Rate | Amount | Rate | Amount | Rate | Amount | Rate | Amount | Rate | Amount | Rate | Amount | Rate | Amount | Rate | Amount | Rate | Amount | Rate | Amount | Rate | Amount
1 | Survey | Km. | 1 | 3013.4119 | 3013.4119 | 3200.7587 | 3200.7587 | 3013.4119 | 3013.4119 | 3389.6035 | 3389.6035 | 4331.2354 | 4331.2354 | 4558.1921 | 4558.1921 | 3200.7587 | 3200.7587 | 3389.6035 | 3389.6035 | 4331.2354 | 4331.2354 | 4558.1921 | 4558.1921 | 2500 | 2500 | 2500 | 2500
2 | Tree cutting | Km. | 1
3 | Approach Clearance | Km. | 1
4 | Pit digging | No. | 29 | 241.073 | 6991.1156 | 256.0607 | 7425.7603 | 241.07 | 6991.03 | 271.1683 | 7863.8801 | 346.4988 | 10048.4661 | 364.6554 | 10575.0057 | 256.0576 | 7425.6693 | 271.165 | 7863.7838 | 346.4946 | 10048.343 | 364.6509 | 10574.8761 | 400 | 11600 | 400 | 11600
5 | Stay Pit digging | No. | 12 | 200.8941 | 2410.7295 | 213.3839 | 2560.607 | 200.8941 | 2410.7295 | 225.9736 | 2711.6828 | 288.749 | 3464.9883 | 303.8795 | 3646.5537 | 213.3839 | 2560.607 | 225.9736 | 2711.6828 | 288.749 | 3464.9883 | 303.8795 | 3646.5537 | 290 | 3480 | 290 | 3480
6 | Transportation of pole from road side to pole pit for a lead of 1 Km. | No. | 29 | 301.3412 | 8738.8946 | 320.0759 | 9282.2004 | 251.12 | 7282.48 | 338.9604 | 9829.8502 | 433.1235 | 12560.5826 | 455.8192 | 13218.7571 | 266.7324 | 7735.2391 | 282.4696 | 8191.6182 | 360.9396 | 10467.2497 | 379.8529 | 11015.7336 | 480 | 13920 | 480 | 13920
7 | Shifting of materials to pole pits | No. | 29 | 40.1788 | 1165.1859 | 42.6768 | 1237.6267 | 40.1788 | 1165.1859 | 45.1947 | 1310.6467 | 57.7498 | 1674.7443 | 60.7759 | 1762.5009 | 42.6768 | 1237.6267 | 45.1947 | 1310.6467 | 57.7498 | 1674.7443 | 60.7759 | 1762.5009 | 64.78 | 1878.62 | 60.78 | 1762.62
8 | Cross arm fixing complete with top clamp | No. | 37 | 60.2682 | 2229.9248 | 64.0152 | 2368.5615 | 60.2682 | 2229.9248 | 67.7921 | 2508.3066 | 86.6247 | 3205.1142 | 91.1638 | 3373.0622 | 64.0152 | 2368.5615 | 67.7921 | 2508.3066 | 86.6247 | 3205.1142 | 91.1638 | 3373.0622 | 90 | 3330 | 90 | 3330
9 | Pole erection complete (including earthing) | No. | 29 | 803.5765 | 23303.7188 | 853.5357 | 24752.5343 | 675.62 | 19592.98 | 903.8943 | 26212.9338 | 1154.9961 | 33494.8868 | 1215.5179 | 35250.0189 | 717.624 | 20811.0952 | 759.9638 | 22038.9498 | 971.0817 | 28161.37 | 1021.9664 | 29637.0258 | 1400 | 40600 | 1315.52 | 38150.08
10 | Concreting of stay and poles | Cft. | 625 | 567.4857 | 10044.7064 | 17.0707 | 10669.1958 | 567.4857 | 354678.5823 | 18.0779 | 11298.6784 | 23.0999 | 14437.4512 | 24.3104 | 15193.9737 | 17.0707 | 10669.1958 | 18.0779 | 11298.6784 | 23.0999 | 14437.4512 | 24.3104 | 15193.9737 | 0 | 0 | 0 | 0
11 | Stay erection complete | No. | 12 | 140.6259 | 1687.5107 | 149.3687 | 1792.4249 | 140.6259 | 1687.5107 | 158.1815 | 1898.178 | 202.1243 | 2425.4918 | 212.7156 | 2552.5876 | 149.3687 | 1792.4249 | 158.1815 | 1898.178 | 202.1243 | 2425.4918 | 212.7156 | 2552.5876 | 200 | 2400 | 200 | 2400
12 | Anti climbing devices and danger board fixing | No. | 29 | 50.2235 | 1456.4824 | 53.346 | 1547.0334 | 50.2235 | 1456.4824 | 56.4934 | 1638.3084 | 72.1873 | 2093.4304 | 75.9699 | 2203.1262 | 53.346 | 1547.0334 | 56.4934 | 1638.3084 | 72.1873 | 2093.4304 | 75.9699 | 2203.1262 | 90 | 2610 | 75.97 | 2203.13
13 | Painting of Hardware and numbering of poles including steel pole. | No. | 29 | 241.073 | 6991.1156 | 256.0607 | 7425.7603 | 15 | 435 | 271.1683 | 7863.8801 | 346.4988 | 10048.4661 | 364.6554 | 10575.0057 | 15.9326 | 462.0444 | 16.8726 | 489.305 | 21.5598 | 625.2339 | 22.6895 | 657.9962 | 400 | 11600 | 100 | 2900
14 | Stringing of AB Cable 3x35+35/3x70+70 | Km. | 1.06 | 6629.5062 | 7027.2766 | 7041.6692 | 7464.1694 | 6629.5062 | 7027.2766 | 7457.1277 | 7904.5554 | 9528.7178 | 10100.4409 | 10028.0226 | 10629.704 | 7041.6692 | 7464.1694 | 7457.1277 | 7904.5554 | 9528.7178 | 10100.4409 | 10028.0226 | 10629.704 | 7000 | 7420 | 7000 | 7420
15 | Formation of Cable termination Kit | Set. | 9 | 2567.4349 | 23106.914 | 2727.0549 | 24543.494 | 2567.4349 | 23106.914 | 2887.9511 | 25991.5601 | 3690.2239 | 33212.0155 | 3883.5917 | 34952.3251 | 2727.0549 | 24543.494 | 2887.9511 | 25991.5601 | 3690.2239 | 33212.0155 | 3883.5917 | 34952.3251 | 3583 | 32247 | 3583 | 32247
16 | Formation of Cable straight through joint | Set. | 6 | 3035.5129 | 18213.0774 | 3224.2338 | 19345.4027 | 3035.5129 | 18213.0774 | 3414.4636 | 20486.7814 | 4363.0016 | 26178.0093 | 4591.6228 | 27549.737 | 3224.2338 | 19345.4027 | 3414.4636 | 20486.7814 | 4363.0016 | 26178.0093 | 4591.6228 | 27549.737 | 3991 | 23946 | 3991 | 23946
| TOTAL |  |  |  | 116380.0643 |  | 123615.5293 |  | 449290.5856 |  | 130908.8456 |  | 167275.3228 |  | 176040.5498 |  | 111163.322 |  | 117721.958 |  | 150425.1179 |  | 158307.3941 |  | 157531.62 |  | 145858.83
The rates are proposed for normal soil conditions. In case of soft rock & hard rock, the rates of pit digging will be taken as two times and ten times respectively as compared to the rates applicable for normal soil.

## CL-3(C)
LABOUR SCHEDULE CL-3 (C) | [9 empty] | NEW ADDED
LABOUR SCHEDULE FOR AUGMENTATION OF 11 kV LINE FROM WEASEL TO RACCOON CONDUCTOR
S. No. | Particulars | Unit | Qty. | 2017-18 |  | 2018-19 (27.77%) |  | 2020-21
|  |  |  | Rate | Amount | Rate | Amount | Rate | Amount
1 | Stay Pit digging | No. | 2 | 225.97 | - | 288.75 | - | 290 | 580
2 | Stay erection complete | No. | 2 | 158.18 | - | 202.12 | - | 200 | 400
3 | Shifting of material form Road side to work site | No. | 12 | 45.19 | - | 57.75 | - | 60.93 | 731.16
4 | Guarding | No. | 1 | 1129.87 | - | 1443.75 | - | 1523.35 | 1523.35
5 | Stringing of line for Raccoon conductor | Km. | 1 | 8812.97 | 8812.97 | 11261.25 | 11261.25 | 13000 | 13000
| TOTAL |  |  |  | 8812.97 |  | 11261.25 |  | 16234.51
| Dismantling of Line | Km. | 1 | 4406.48 | 4406.48 | 5630.63 | 5630.3 | 6500 | 6500
| G. TOTAL | [7 empty] | 22734.51

## CL-3(D)
| LABOUR SCHEDULE CL - 3 (D) | [8 empty] | NEW ADDED
LABOUR SCHEDULE FOR AUGMENTATION OF 1 kM OF 11 kV LINE FROM WEASEL TO RABBIT CONDUCTOR
S. No. | Particulars | Unit | Qty. | 2017-18 |  | 2018-19 (27.77%) |  | 2020-21
|  |  |  | Rate | Amount | Rate | Amount | Rate | Amount
1 | Stay Pit digging | No. | 2 | 225.97 | - | 288.75 | - | 290 | 580
2 | Stay erection complete | No. | 2 | 158.18 | - | 202.12 | - | 200 | 400
3 | Shifting of materials to pits | No. | 12 | 45.19 | - | 57.75 | - | 60.93 | 731.16
4 | Guarding | No. | 1 | 1129.87 | - | 1443.75 | - | 1523.35 | 1523.35
5 | Stringing of line for Rabbit conductor | Km. | 1 | 8156.2 | 8156.2 | 10421.74 | 10421.74 | 10000 | 10000
| TOTAL |  |  |  | 8156.2 |  | 10421.74 |  | 13234.51
| Dismantling of Line | Km. | 1 | 4078.10 | 4078.10 | 5210.87 | 5210.87 | 6500 | 6500
| G. TOTAL | [7 empty] | 19734.51

## CL-3(E)
| LABOUR SCHEDULE CL - 3 (E) | [8 empty] | NEW ADDED
LABOUR SCHEDULE FOR 11 kV OVERHEAD XLPE CABLE LINE ON H-BEAM POLE WITH AVERAGE SPAN 30 MTRS.
S. No. | Particulars | Unit | Qty. | 2017-18 |  | 2018-19 (27.77%) |  | 2020-21
|  |  |  | Rate | Amount | Rate | Amount | Rate | Amount
1 | Survey | Km. | 1 | 3389.6 | 3389.6 | 4331.24 | 4331.24 | 2500 | 2500
2 | Tree cutting | Km. | 1
3 | Approach Clearance | Km. | 1
4 | Pit digging | No. | 33 | 271.17 | 8948.61 | 346.5 | 11434.5 | 325 | 10725
5 | Stay Pit digging | No. | 12 | 225.97 | 2711.64 | 288.75 | 3465 | 290 | 3480
6 | Transportation of pole | No. | 33 | 338.96 | 11185.68 | 433.12 | 14292.96 | 500 | 16500
7 | Shifting of materials | No. | 33 | 45.19 | 1491.27 | 57.75 | 1905.75 | 60.78 | 2005.74
8 | Cross arm fixing complete | No. | 33 | 67.79 | 2217.27 | 86.62 | 2858.46 | 90 | 2970
9 | Pole erection complete | No. | 33 | 903.89 | 29828.37 | 1155 | 38115 | 1400 | 46200
10 | Stay erection complete | No. | 12 | 158.18 | 1898.16 | 202.12 | 2425.44 | 200 | 2400
11 | Anti climbing devices and danger board fixing. | No. | 33 | 56.49 | 1864.17 | 72.19 | 2382.27 | 90 | 2970
12 | Painting of Hardware and numbering of Pole including steel Pole | No. | 33 | 271.17 | 8948.61 | 346.5 | 11434.5 | 400 | 13200
13 | Stringing of Cable | Km. | 1.06 | 22371.39 | 23713.67 | 28586.16 | 30301.3296 | 15000 | 15900
14 | Formation of Cable Termination Kit | Set. | 42 | 2887.95 | 121293.9 | 3690.22 | 154989.24 | 2583 | 108486
15 | Formation of Cable Strainght through Joint | Set. | 4 | 3416.46 | 13665.84 | 4363 | 17452 | 2991 | 11964
| TOTAL |  |  |  | 231156.79 |  | 295387.6896 |  | 239300.74

## CL-4
LABOUR SCHEDULE CL - 4
LABOUR CHARGES FOR PER KM. OF 11 kV LINE ON 11 MTR. LONG H-BEAM / 365 Kg PCC POLE
S. No. | Particulars | Unit | Qty. | Using H-Beam |  | Using H-Beam | [9 empty] | Using 365 Kg 11 Mtr long PCC Pole | [7 empty] | With H-Beam |  | Using 365 Kg 11 Mtr long PCC Pole
|  |  |  | 2015-2016 (Weasel) |  | 2016-2017 (Weasel) |  | 2015-2016 (Weasel) |  | 2017-2018 (Weasel) |  | Year 2018-19 |  | Year 2019-20 | [9 empty] | 2020-21
|  |  |  | Rate | Amount | Rate | Amount | Rate | Amount | Rate | Amount | Rate | Amount | Rate | Amount | Rate | Amount | Rate | Amount | Rate | Amount | Rate | Amount | Rate | Amount | Rate | Amount
1 | Survey | Km. | 1 | 3013.4119 | 3013.4119 | 3200.7587 | 3200.7587 | 3013.4119 | 3013.4119 | 3389.6035 | 3389.6035 | 4331.2354 | 4331.2354 | 4558.1921 | 4558.1921 | 3200.7587 | 3200.7587 | 3389.6035 | 3389.6035 | 4331.2354 | 4331.2354 | 4558.1921 | 4558.1921 | 2500 | 2500 | 2500 | 2500
2 | Tree cutting | Km. | 1
3 | Approach Clearance | Km. | 1
4 | Pit digging | No. | 12 | 241.073 | 2892.8754 | 256.0607 | 3072.7284 | 265 | 3180 | 271.1683 | 3254.0194 | 346.4988 | 4157.986 | 364.6554 | 4375.8644 | 281.4753 | 3377.7038 | 298.0824 | 3576.9883 | 380.8896 | 4570.6757 | 400.8483 | 4810.1791 | 325 | 3900 | 325 | 3900
5 | Stay Pit digging | No. | 4 | 200.8941 | 803.5765 | 213.3839 | 853.5357 | 200.89 | 803.56 | 225.9736 | 903.8943 | 288.749 | 1154.9961 | 303.8795 | 1215.5179 | 213.3795 | 853.5181 | 225.9689 | 903.8757 | 288.7431 | 1154.9724 | 303.8732 | 1215.4929 | 290 | 1160 | 290 | 1160
6 | Transportation of pole from road side to pole pit for a lead of 1 Km. | No. | 12 | 301.3412 | 3616.0943 | 320.0759 | 3840.9105 | 361 | 4332 | 338.9604 | 4067.5242 | 433.1235 | 5197.4824 | 455.8192 | 5469.8305 | 383.4437 | 4601.3248 | 406.0669 | 4872.8029 | 518.8723 | 6226.4676 | 546.0612 | 6552.7345 | 480 | 5760 | 600 | 7200
7 | Shifting of materials to pole pits | No. | 12 | 40.1788 | 482.1459 | 42.6768 | 512.1214 | 40.18 | 482.16 | 45.1947 | 542.3366 | 57.7498 | 692.9977 | 60.7759 | 729.3107 | 42.678 | 512.1364 | 45.196 | 542.3524 | 57.7515 | 693.0179 | 60.7777 | 729.3321 | 60.78 | 729.36 | 60.78 | 729.36
8 | Cross arm fixing complete with top clamp | No. | 12 | 60.2682 | 723.2189 | 64.0152 | 768.1821 | 60.27 | 723.24 | 67.7921 | 813.5048 | 86.6247 | 1039.4965 | 91.1638 | 1093.9661 | 64.017 | 768.2046 | 67.7941 | 813.5286 | 86.6272 | 1039.5269 | 91.1665 | 1093.9981 | 90 | 1080 | 90 | 1080
9 | Pole erection complete (including earthing) | No. | 12 | 803.5765 | 9642.9181 | 853.5357 | 10242.428 | 984 | 11808 | 903.8943 | 10846.7312 | 1154.9961 | 13859.9532 | 1215.5179 | 14586.2147 | 1045.1763 | 12542.1152 | 1106.8417 | 13282.1 | 1414.3223 | 16971.8673 | 1488.4328 | 17861.1932 | 1400 | 16800 | 1600 | 19200
10 | Concreting of stay and poles | Cft. | 270 | 16.0715 | 4339.3132 | 17.0707 | 4609.0926 | 16.07 | 4338.9 | 18.0779 | 4881.0291 | 23.0999 | 6236.9789 | 24.3104 | 6563.7966 | 17.0691 | 4608.6538 | 18.0762 | 4880.5643 | 23.0977 | 6236.3851 | 24.308 | 6563.1717 | 0 | 0 | 0 | 0
11 | Stay erection complete | No. | 4 | 140.6259 | 562.5036 | 149.3687 | 597.475 | 140.63 | 562.52 | 158.1815 | 632.726 | 202.1243 | 808.4973 | 212.7156 | 850.8625 | 149.3731 | 597.4924 | 158.1861 | 632.7445 | 202.1302 | 808.5209 | 212.7218 | 850.8874 | 200 | 800 | 200 | 800
12 | Insulator fixing with GI Pin | No. | 36 | 14.0626 | 506.2532 | 14.9369 | 537.7275 | 14.06 | 506.16 | 15.8181 | 569.4534 | 20.2124 | 727.6475 | 21.2716 | 765.7763 | 14.9341 | 537.6285 | 15.8152 | 569.3486 | 20.2087 | 727.5136 | 21.2676 | 765.6353 | 21.27 | 765.72 | 21.27 | 765.72
13 | Anti climbing devices and danger board fixing | No. | 12 | 50.2235 | 602.6824 | 53.346 | 640.1517 | 50.22 | 602.64 | 56.4934 | 677.9207 | 72.1873 | 866.2471 | 75.9699 | 911.6384 | 53.3422 | 640.1067 | 56.4894 | 677.873 | 72.1822 | 866.1862 | 75.9645 | 911.5743 | 75.97 | 911.64 | 75.97 | 911.64
14 | Painting of Hardware and numbering of poles including steel pole. | No. | 12 | 241.073 | 2892.8754 | 256.0607 | 3072.7284 | 60.27 | 723.24 | 271.1683 | 3254.0194 | 346.4988 | 4157.986 | 364.6554 | 4375.8644 | 64.017 | 768.2046 | 67.7941 | 813.5286 | 86.6272 | 1039.5269 | 91.1665 | 1093.9981 | 400 | 4800 | 100 | 1200
15 | Stringing of line (Weasel) all three conductor | Km. | 1 | 6629.5062 | 6629.5062 | 7041.6692 | 7041.6692 | 6629.5062 | 6629.5062 | 7457.1277 | 7457.1277 | 9528.7178 | 9528.7178 | 10028.0226 | 10028.0226 | 7041.6692 | 7041.6692 | 7457.1277 | 7457.1277 | 9528.7178 | 9528.7178 | 10028.0226 | 10028.0226 | 9000 | 9000 | 9000 | 9000
16 | Carpet guarding | Span | 1 | 1004.4706 | 1004.4706 | 1066.9196 | 1066.9196 | 1004.47 | 1004.47 | 1129.8678 | 1129.8678 | 1443.7451 | 1443.7451 | 1519.3974 | 1519.3974 | 1066.9189 | 1066.9189 | 1129.8671 | 1129.8671 | 1443.7442 | 1443.7442 | 1519.3964 | 1519.3964 | 1519.4 | 1519.4 | 1519.4 | 1519.4
17 | Twisting of jointing sleeves | No. | 3 | 44.1967 | 132.5901 | 46.9445 | 140.8334 | 60.27 | 180.81 | 49.7142 | 149.1426 | 63.5248 | 190.5744 | 66.8535 | 200.5605 | 64.017 | 192.0511 | 67.7941 | 203.3822 | 86.6272 | 259.8817 | 91.1665 | 273.4995 | 66.85 | 200.55 | 66.85 | 200.55
| TOTAL |  |  |  | 37844.4358 |  | 40197.2622 |  | 38890.6181 |  | 42568.9006 |  | 54394.5412 |  | 57244.8152 |  | 41308.4867 |  | 43745.6875 |  | 55898.2394 |  | 58827.3072 |  | 49926.67 |  | 50166.67
| Stringing of line (Rabbit) all three conductor | Km. | 1 | 7232.1886 | 38447.1181 | 7681.821 | 40837.4139 | 7232.1886 | 39493.3005 | 8135.0484 | 43246.8213 | 10394.9649 | 55260.7883 | 10939.661 | 58156.4536 | 7681.821 | 41948.6385 | 8135.0484 | 44423.6082 | 10394.9649 | 56764.4865 | 10939.661 | 59738.9456 | 10000 | 50926.67 | 10000 | 51166.67
| Stringing of line (Raccoon) all three conductor | Km. | 1 | 7834.871 | 39049.8005 | 8321.9727 | 41477.5657 | 7834.871 | 40095.9829 | 8812.9691 | 43924.742 | 11261.212 | 56127.0354 | 11851.2995 | 59068.092 | 8321.9727 | 42588.7902 | 8812.9691 | 45101.5289 | 11261.212 | 57630.7336 | 11851.2995 | 60650.584 | 13000 | 53926.67 | 13000 | 54166.67
| Stringing of line (Dog) all three conductor | Km. | 1 | 9040.24 | 40255.1695 | 9602.2808 | 42757.8737 | 9040.24 | 41301.3519 | 10168.8153 | 45280.5882 | 12993.7122 | 57859.5357 | 13674.5827 | 60891.3753 | 9602.2808 | 43869.0983 | 10168.8153 | 46457.3751 | 12993.7122 | 59363.2339 | 13674.5827 | 62473.8673 | 15000 | 55926.67 | 15000 | 56166.67
The rates are proposed for normal soil conditions. In case of soft rock & hard rock, the rates of pit digging will be taken as two times and ten times respectively as compared to the rates applicable for normal soil.

## CL-5
LABOUR SCHEDULE CL-5
LABOUR CHARGES PER KM. OF 11 kV D.P. STRUCTURE ON 11 MTR LONG H-BEAM / 365 KG PCC POLE
S. No. | Particulars | Unit | Qty. | Using H-Beam |  | Using H-Beam | [9 empty] | Using 365 Kg 11 Mtr long PCC Pole | [7 empty] | Using H-Beam |  | Using 365 Kg 11 Mtr long PCC Pole
|  |  |  | 2015-2016 |  | 2016-2017 |  | 2015-2016 (Weasel) |  | 2017-2018 |  | Year 2018-19 |  | Year 2019-20 | [9 empty] | 2020-21
|  |  |  | Rate | Amount | Rate | Amount | Rate | Amount | Rate | Amount | Rate | Amount | Rate | Amount | Rate | Amount | Rate | Amount | Rate | Amount | Rate | Amount | Rate | Amount | Rate | Amount
1 | Pit digging | No. | 2 | 241.073 | 482.1459 | 256.0607 | 512.1214 | 265 | 530 | 271.1683 | 542.3366 | 346.4988 | 692.9977 | 364.6554 | 729.3107 | 281.4753 | 562.9506 | 298.0824 | 596.1647 | 380.8896 | 761.7793 | 400.8483 | 801.6965 | 400 | 800 | 400 | 800
2 | Stay Pit digging | No. | 6 | 200.8941 | 1205.3648 | 213.3839 | 1280.3035 | 200.89 | 1205.34 | 225.9736 | 1355.8414 | 288.749 | 1732.4941 | 303.8795 | 1823.2768 | 213.3795 | 1280.2772 | 225.9689 | 1355.8135 | 288.7431 | 1732.4586 | 303.8732 | 1823.2394 | 290 | 1740 | 290 | 1740
3 | Shifting of materials to pole pit | Set | 1 | 140.6259 | 140.6259 | 149.3687 | 149.3687 | 140.63 | 140.63 | 158.1815 | 158.1815 | 202.1243 | 202.1243 | 212.7156 | 212.7156 | 149.3731 | 149.3731 | 158.1861 | 158.1861 | 202.1302 | 202.1302 | 212.7218 | 212.7218 | 130 | 130 | 130 | 130
4 | Transportation of pole from road side to pole pit for a lead of 1 Km. | No. | 2 | 301.3412 | 602.6824 | 320.0759 | 640.1517 | 361 | 722 | 338.9604 | 677.9207 | 433.1235 | 866.2471 | 455.8192 | 911.6384 | 383.4437 | 766.8875 | 406.0669 | 812.1338 | 518.8723 | 1037.7446 | 546.0612 | 1092.1224 | 480 | 960 | 600 | 1200
5 | DC Cross arm fixing complete including insulator etc. | No. | 1 | 301.3412 | 301.3412 | 320.0759 | 320.0759 | 301.34 | 301.34 | 338.9604 | 338.9604 | 433.1235 | 433.1235 | 455.8192 | 455.8192 | 320.0746 | 320.0746 | 338.959 | 338.959 | 433.1218 | 433.1218 | 455.8174 | 455.8174 | 250 | 250 | 250 | 250
6 | Pole erection complete (including earthing) | No. | 2 | 803.5765 | 1607.153 | 853.5357 | 1707.0713 | 984 | 1968 | 903.8943 | 1807.7885 | 1154.9961 | 2309.9922 | 1215.5179 | 2431.0358 | 1045.1763 | 2090.3525 | 1106.8417 | 2213.6833 | 1414.3223 | 2828.6446 | 1488.4328 | 2976.8655 | 1400 | 2800 | 1600 | 3200
7 | Concreting of stay and poles | Cft. | 76 | 16.0715 | 1221.4363 | 17.0707 | 1297.3742 | 16.07 | 1221.32 | 18.0779 | 1373.9193 | 23.0999 | 1755.5941 | 24.3104 | 1847.5872 | 17.0691 | 1297.2507 | 18.0762 | 1373.7885 | 23.0977 | 1755.4269 | 24.308 | 1847.4113 | 0 | 0 | 0 | 0
8 | Stay erection complete | No. | 6 | 140.6259 | 843.7553 | 149.3687 | 896.2124 | 140.63 | 843.78 | 158.1815 | 949.089 | 202.1243 | 1212.7459 | 212.7156 | 1276.2938 | 149.3731 | 896.2386 | 158.1861 | 949.1167 | 202.1302 | 1212.7814 | 212.7218 | 1276.3311 | 200 | 1200 | 200 | 1200
9 | Anticlimbing devices and danger board fixing | Set | 2 | 50.2235 | 100.4471 | 53.346 | 106.692 | 50.22 | 100.44 | 56.4934 | 112.9868 | 72.1873 | 144.3745 | 75.9699 | 151.9397 | 53.3422 | 106.6845 | 56.4894 | 112.9788 | 72.1822 | 144.3644 | 75.9645 | 151.9291 | 75.97 | 151.94 | 75.97 | 151.94
10 | Painting of cross arm, pole and numbering of poles etc. | No. | 2 | 241.073 | 482.1459 | 256.0607 | 512.1214 | 60.27 | 120.54 | 271.1683 | 542.3366 | 346.4988 | 692.9977 | 364.6554 | 729.3107 | 64.017 | 128.0341 | 67.7941 | 135.5881 | 86.6272 | 173.2545 | 91.1665 | 182.333 | 400 | 800 | 100 | 200
| TOTAL |  |  |  | 6987.0978 |  | 7421.4926 |  | 7153.39 |  | 7859.3607 |  | 10042.6911 |  | 10568.9281 |  | 7598.1234 |  | 8046.4127 |  | 10281.7061 |  | 10820.4675 |  | 8831.94 |  | 8871.94
The rates are proposed for normal soil conditions. In case of soft rock & hard rock, the rates of pit digging will be taken as two times and ten times respectively as compared to the rates applicable for normal soil.

## CL-6
LABOUR SCHEDULE CL-6
LABOUR CHARGES FOR PER KM. OF 11 kV LINE ON R.S. JOIST (11 MTR.)
S. No. | Particulars | Unit | Qty. | 2015-2016 |  | 2016-2017 |  | 2017-2018 |  | Year 2018-19 |  | Year 2019-20 |  | 2020-21
|  |  |  | Rate | Amount | Rate | Amount | Rate | Amount | Rate | Amount | Rate | Amount | Rate | Amount
1 | Survey | Km. | 1 | 3013.4119 | 3013.4119 | 3200.7587 | 3200.7587 | 3389.6035 | 3389.6035 | 4331.2354 | 4331.2354 | 4558.1921 | 4558.1921 | 2500 | 2500
2 | Tree cutting | Km. | 1
3 | Approach Clearance | Km. | 1
4 | Pit digging | No. | 12 | 241.073 | 2892.8754 | 256.0607 | 3072.7284 | 271.1683 | 3254.0194 | 346.4988 | 4157.986 | 364.6554 | 4375.8644 | 400 | 4800
5 | Stay Pit digging | No. | 4 | 200.8941 | 803.5765 | 213.3839 | 853.5357 | 225.9736 | 903.8943 | 288.749 | 1154.9961 | 303.8795 | 1215.5179 | 290 | 1160
6 | Transportation of pole from road side to pole pit for a lead of 1 Km. | No. | 12 | 301.3412 | 3616.0943 | 320.0759 | 3840.9105 | 338.9604 | 4067.5242 | 433.1235 | 5197.4824 | 455.8192 | 5469.8305 | 400 | 4800
7 | Shifting of materials to pole pits | No. | 12 | 40.1788 | 482.1459 | 42.6768 | 512.1214 | 45.1947 | 542.3366 | 57.7498 | 692.9977 | 60.7759 | 729.3107 | 60.78 | 729.36
8 | Cross arm fixing complete with top clamp | No. | 12 | 60.2682 | 723.2189 | 64.0152 | 768.1821 | 67.7921 | 813.5048 | 86.6247 | 1039.4965 | 91.1638 | 1093.9661 | 90 | 1080
9 | Pole erection complete with earthing | No. | 12 | 803.5765 | 9642.9181 | 853.5357 | 10242.428 | 903.8943 | 10846.7312 | 1154.9961 | 13859.9532 | 1215.5179 | 14586.2147 | 1315.52 | 15786.24
10 | Concreting of stay and poles | Cft. | 270 | 16.0715 | 4339.3132 | 17.0707 | 4609.0926 | 18.0779 | 4881.0291 | 23.0999 | 6236.9789 | 24.3104 | 6563.7966 | 0 | 0
11 | Stay erection complete. | No. | 4 | 140.6259 | 562.5036 | 149.3687 | 597.475 | 158.1815 | 632.726 | 202.1243 | 808.4973 | 212.7156 | 850.8625 | 200 | 800
12 | Insulator fixing with GI Pin. | No. | 36 | 14.0626 | 506.2532 | 14.9369 | 537.7275 | 15.8181 | 569.4534 | 20.2124 | 727.6475 | 21.2716 | 765.7763 | 21.27 | 765.72
13 | Anti climbing devices and danger board fixing | No. | 12 | 50.2235 | 602.6824 | 53.346 | 640.1517 | 56.4934 | 677.9207 | 72.1873 | 866.2471 | 75.9699 | 911.6384 | 75.97 | 911.64
14 | Painting of Hardware and numbering of poles including steel pole. | No. | 12 | 241.073 | 2892.8754 | 256.0607 | 3072.7284 | 271.1683 | 3254.0194 | 346.4988 | 4157.986 | 364.6554 | 4375.8644 | 400 | 4800
15 | Stringing of line (Weasel) all three conductor. | Km. | 1 | 6629.5062 | 6629.5062 | 7041.6692 | 7041.6692 | 7457.1277 | 7457.1277 | 9528.7178 | 9528.7178 | 10028.0226 | 10028.0226 | 9000 | 9000
16 | Carpet guarding. | Span | 1 | 1004.4706 | 1004.4706 | 1066.9196 | 1066.9196 | 1129.8678 | 1129.8678 | 1443.7451 | 1443.7451 | 1519.3974 | 1519.3974 | 1519.4 | 1519.4
17 | Twisting of jointing sleeves. | No. | 3 | 44.1967 | 132.5901 | 46.9445 | 140.8334 | 49.7142 | 149.1426 | 63.5248 | 190.5744 | 66.8535 | 200.5605 | 66.85 | 200.55
| TOTAL |  |  |  | 37844.4358 |  | 40197.2622 |  | 42568.9006 |  | 54394.5412 |  | 57244.8152 |  | 48852.91
| Stringing of line (Rabbit) all three conductor. | Km. | 1 | 7232.1842 | 38447.1148 | 7681.8163 | 40837.4104 | 8135.0435 | 43246.8176 | 10394.9586 | 55260.7835 | 10939.6544 | 58156.4486 | 10000 | 49852.91
The rates are proposed for normal soil conditions. In case of soft rock & hard rock, the rates of pit digging will be taken as two times and ten times respectively as compare to the rates applicable for normal soil.

## CL-7
LABOUR SCHEDULE CL-7
LABOUR CHARGES PER KM. OF 11 kV D.P. STRUCTURE WITH R.S. JOIST
S. No. | Particulars | Unit | Qty. | 2015-2016 |  | 2016-2017 |  | 2017-2018 |  | Year 2018-19 |  | Year 2019-20 |  | 2020-21
|  |  |  | Rate | Amount | Rate | Amount | Rate | Amount | Rate | Amount | Rate | Amount | Rate | Amount
1 | Pit digging | No. | 2 | 241.073 | 482.1459 | 256.0607 | 512.1214 | 271.1683 | 542.3366 | 346.4988 | 692.9977 | 364.6554 | 729.3107 | 400 | 800
2 | Stay Pit digging | No. | 6 | 200.8941 | 1205.3648 | 213.3839 | 1280.3035 | 225.9736 | 1355.8414 | 288.749 | 1732.4941 | 303.8795 | 1823.2768 | 290 | 1740
3 | Shifting of materials to pole pit | Set | 1 | 140.6259 | 140.6259 | 149.3687 | 149.3687 | 158.1815 | 158.1815 | 202.1243 | 202.1243 | 212.7156 | 212.7156 | 130 | 130
4 | Transportation of pole from road side to pole pit for a lead of 1 Km. | No. | 2 | 301.3412 | 602.6824 | 320.0759 | 640.1517 | 338.9604 | 677.9207 | 433.1235 | 866.2471 | 455.8192 | 911.6384 | 400 | 800
5 | DC Cross arm fixing complete including insulator etc. | No. | 1 | 301.3412 | 301.3412 | 320.0759 | 320.0759 | 338.9604 | 338.9604 | 433.1235 | 433.1235 | 455.8192 | 455.8192 | 250 | 250
6 | Pole erection complete (including earthing) | No. | 2 | 803.5765 | 1607.153 | 853.5357 | 1707.0713 | 903.8943 | 1807.7885 | 1154.9961 | 2309.9922 | 1215.5179 | 2431.0358 | 1315.52 | 2631.04
7 | Concreting of stay and poles | Cft. | 76 | 16.0715 | 1221.4363 | 17.0707 | 1297.3742 | 18.0779 | 1373.9193 | 23.0999 | 1755.5941 | 24.3104 | 1847.5872 | 0 | 0
8 | Stay erection complete | No. | 6 | 140.6259 | 843.7553 | 149.3687 | 896.2124 | 158.1815 | 949.089 | 202.1243 | 1212.7459 | 212.7156 | 1276.2938 | 200 | 1200
9 | Anticlimbing devices and danger board fixing | Set | 2 | 50.2235 | 100.4471 | 53.346 | 106.692 | 56.4934 | 112.9868 | 72.1873 | 144.3745 | 75.9699 | 151.9397 | 75.97 | 151.94
10 | Painting of cross arm, pole and numbering of poles etc. | No. | 2 | 241.073 | 482.1459 | 256.0607 | 512.1214 | 271.1683 | 542.3366 | 346.4988 | 692.9977 | 364.6554 | 729.3107 | 400 | 800
| TOTAL |  |  |  | 6987.0978 |  | 7421.4926 |  | 7859.3607 |  | 10042.6911 |  | 10568.9281 |  | 8502.98
The rates are proposed for normal soil conditions. In case of soft rock & hard rock, the rates of pit digging will be taken as two times and ten times respectively as compare to the rates applicable for normal soil.

## CL-7 (B-1) B
2012-13
LABOUR SCHEDULE CL-7 (B-1) B
LABOUR SCHEDULE - FOR RENOVATION OF EXISTING DISTRIBUTION TRANSFORMER SUB-STATION.
S. No. | Particulars | Unit | Rate 2015-2016 | 2015-2016 |  | 2015-2016 |  | 2015-2016 |  | Rate 2016-2017 | 2016-2017 |  | 2016-2017 |  | 2016-2017 |  | Rate 2017-2018 | 2017-2018 |  | 2017-2018 |  | 2017-2018 |  | Rate Year 2018-19 | Year 2018-19 | [5 empty] | Rate Year 2019-20 | [6 empty] | Rate 2020-21 | 2020-21
|  |  |  | 63 kVA X-mer |  | 100 kVA X-mer |  | 200 kVA X-mer |  |  | 63 kVA X-mer |  | 100 kVA X-mer |  | 200 kVA X-mer |  |  | 63 kVA X-mer |  | 100 kVA X-mer |  | 200 kVA X-mer |  |  | 63 kVA X-mer |  | 100 kVA X-mer |  | 200 kVA X-mer |  |  | 63 kVA X-mer |  | 100 kVA X-mer |  | 200 kVA X-mer |  |  | 25 / 63 kVA X-mer |  | 100 kVA X-mer |  | 200 / 315 kVA X-mer
|  |  |  | Qty. | Amount | Qty. | Amount | Qty. | Amount |  | Qty. | Amount | Qty. | Amount | Qty. | Amount |  | Qty. | Amount | Qty. | Amount | Qty. | Amount |  | Qty. | Amount | Qty. | Amount | Qty. | Amount |  | Qty. | Amount | Qty. | Amount | Qty. | Amount |  | Qty. | Amount | Qty. | Amount | Qty. | Amount
1 | Shifting of material to pole pits | Set | 195.4854 | 1 | 195.4854 | 1 | 195.4854 | 1 | 195.4854 | 207.639 | 1 | 207.639 | 1 | 207.639 | 1 | 207.639 | 219.8897 | 1 | 219.8897 | 1 | 219.8897 | 1 | 219.8897 | 280.975 | 1 | 280.975 | 1 | 280.975 | 1 | 280.975 | 295.6981 | 1 | 295.6981 | 1 | 295.6981 | 1 | 295.6981 | 290 | 1 | 290 | 1 | 290 | 1 | 290
| Fixing of LT distribution Box with Cable |  | 0 |  | 0 |  | 0 |  | 0 | 0 |  | 0 |  | 0 |  | 0 | 0 |  | 0 |  | 0 |  | 0 | 0 |  | 0 |  | 0 |  | 0 | 0 |  | 0 |  | 0 |  | 0 |  | 0 | 0 |  | 0 |  | 0
2 | 63/100 kVA | Each | 1121.9164 | 1 | 1121.9164 | 1 | 1121.9164 | 0 | 0 | 1191.6671 | 1 | 1191.6671 | 1 | 1191.6671 | 0 | 0 | 1261.9755 | 1 | 1261.9755 | 1 | 1261.9755 | 0 | 0 | 1612.5522 | 1 | 1612.5522 | 1 | 1612.5522 | 0 | 0 | 1697.05 | 1 | 1697.05 | 1 | 1697.05 | 0 | 0 | 1500 | 1 | 1500 | 1 | 1500 | 0 | 0
3 | 200 kVA | Each | 2090.8443 |  | 0 |  | 0 | 1 | 2090.8443 | 2220.8341 |  | 0 |  | 0 | 1 | 2220.8341 | 2351.8634 |  | 0 |  | 0 | 1 | 2351.8634 | 3005.211 |  | 0 |  | 0 | 1 | 3005.211 | 3162.6841 |  | 0 |  | 0 | 1 | 3162.6841 | 2500 | 0 | 0 | 0 | 0 | 1 | 2500
4 | Handling / Inst. Of Transformer | Each | LS | 1 | 1376.1248 | 1 | 2511.1724 | 1 | 2511.1724 | LS | 1 | 1461.6798 | 1 | 2667.2945 | 1 | 2667.2945 | LS | 1 | 1547.9189 | 1 | 2824.6649 | 1 | 2824.6649 | LS | 1 | 1977.9308 | 1 | 3609.3568 | 1 | 3609.3568 | LS | 1 | 2081.5744 | 1 | 3798.4871 | 1 | 3798.4871 | Each | 1 | 2000 | 1 | 3500 | 1 | 4000
5 | Earthing of S/s | LS | LS | 1 | 1205.3648 | 1 | 1205.3648 | 1 | 1205.3648 | LS | 1 | 1280.3035 | 1 | 1280.3035 | 1 | 1280.3035 | LS | 1 | 1355.8414 | 1 | 1355.8414 | 1 | 1355.8414 | LS | 1 | 1732.4941 | 1 | 1732.4941 | 1 | 1732.4941 | LS | 1 | 1823.2768 | 1 | 1823.2768 | 1 | 1823.2768 | LS | 1 | 2000 | 1 | 2000 | 1 | 2000
| TOTAL |  |  |  | 3898.8914 |  | 5033.9391 |  | 6002.8669 |  |  | 4141.2894 |  | 5346.9041 |  | 6376.0711 |  |  | 4385.6255 |  | 5662.3714 |  | 6752.2593 |  |  | 5603.9522 |  | 7235.3782 |  | 8628.037 |  |  | 5897.5993 |  | 7614.512 |  | 9080.1461 |  |  | 5790 |  | 7290 |  | 8790
The rates are proposed for normal soil conditions. In case of soft rock & hard rock, the rates of pit digging will be taken as two times and ten times respectively as compared to the rates applicable for normal soil.

## CL-8
LABOUR SCHEDULE CL-8 (G-1)
SINGLE POLE MOUNTED LOW CAPACITY SINGLE PHASE / THREE PHASE 11/0.4 kV DISTRIBUTION TRANSFORMER SUB-STATION
S. No. | Particulars | Unit | Qty. | 2015-2016 |  | 2016-2017 |  | 2017-2018 |  | Year 2018-19 |  | Year 2019-20 |  | 2020-21
|  |  |  | Rate | Amount | Rate | Amount | Rate | Amount | Rate | Amount | Rate | Amount | Rate | Amount
1 | Pit digging | Each | 1 | 200.8941 | 200.8941 | 213.3839 | 213.3839 | 225.9736 | 225.9736 | 288.749 | 288.749 | 364.66 | 364.66 | 400 | 400
2 | Stay Pit digging | Each | 4 | 180.8047 | 723.2189 | 192.0455 | 768.1821 | 203.3762 | 813.5048 | 259.8741 | 1039.4965 | 273.4915 | 1093.9661 | 290 | 1160
3 | Shifting of materials to pole pits | Set | 1 | 200.8941 | 200.8941 | 213.3839 | 213.3839 | 225.9736 | 225.9736 | 288.749 | 288.749 | 303.8795 | 303.8795 | 130 | 130
4 | Transportation of pole from road side to pole pit | Each | 1 | 251.1177 | 251.1177 | 266.7299 | 266.7299 | 282.467 | 282.467 | 360.9363 | 360.9363 | 379.8493 | 379.8493 | 350 | 350
5 | DC/ V Cross arm fixing complete including insulator | Each | 1 | 301.3412 | 301.3412 | 320.0759 | 320.0759 | 338.9604 | 338.9604 | 433.1235 | 433.1235 | 455.8192 | 455.8192 | 350 | 350
6 | Pole erection complete including earthing | Each | 1 | 502.2353 | 502.2353 | 533.4598 | 533.4598 | 564.9339 | 564.9339 | 721.8726 | 721.8726 | 759.6987 | 759.6987 | 1000 | 1000
7 | Concreting of stay and base pad for poles | Cft. | 47 | 16.0715 | 755.3619 | 17.0707 | 802.3235 | 18.0779 | 849.6606 | 23.0999 | 1085.6963 | 24.3104 | 1142.5868 | 0 | 0
8 | Stay erection complete | Each | 4 | 130.5812 | 522.3247 | 138.6995 | 554.7982 | 146.8828 | 587.5313 | 187.6869 | 750.7475 | 197.5217 | 790.0866 | 200 | 800
9 | Fixing of LA Set (2 Nos.) | Set | 1 | 100.4471 | 100.4471 | 106.692 | 106.692 | 112.9868 | 112.9868 | 144.3745 | 144.3745 | 151.9397 | 151.9397 | 150 | 150
10 | Anti climbing devices and danger board fixing | Each | 1 | 50.2235 | 50.2235 | 53.346 | 53.346 | 56.4934 | 56.4934 | 72.1873 | 72.1873 | 75.9699 | 75.9699 | 75.97 | 75.97
11 | Painting of cross arm & numbering of poles. | Each | 1 | 80.3577 | 80.3577 | 85.3536 | 85.3536 | 90.3894 | 90.3894 | 115.4996 | 115.4996 | 121.5518 | 121.5518 | 121.55 | 121.55
12 | Fixing of LT switch box & transformer wiring etc. | Job | 1 | 150.6706 | 150.6706 | 160.0379 | 160.0379 | 169.4802 | 169.4802 | 216.5618 | 216.5618 | 227.9096 | 227.9096 | 227.91 | 227.91
13 | Handling and installation of transformer on structure | Job | 1 | 200.8941 | 200.8941 | 213.3839 | 213.3839 | 225.9736 | 225.9736 | 288.749 | 288.749 | 303.8795 | 303.8795 | 303.88 | 303.88
14 | Fixing of D.O fuse complete with base channel | Set | 1 | 100.4471 | 100.4471 | 106.692 | 106.692 | 112.9868 | 112.9868 | 144.3745 | 144.3745 | 151.9397 | 151.9397 | 500 | 500
15 | Earthing of S/s including pit digging laying and conecting wires to supports X-mer etc. | Set | 1 | 703.1294 | 703.1294 | 746.8437 | 746.8437 | 790.9075 | 790.9075 | 1010.6216 | 1010.6216 | 1063.5782 | 1063.5782 | 1063.58 | 1063.58
16 | Installation & commissioning of TPN switch & DT Meter | Job | 1 | 662.9506 | 662.9506 | 704.1669 | 704.1669 | 745.7128 | 745.7128 | 952.8718 | 952.8718 | 1002.8023 | 1002.8023 | 700 | 700
| TOTAL |  |  |  | 5506.508 |  | 5848.8531 |  | 6193.9355 |  | 7914.6108 |  | 8390.1169 |  | 7332.89
The rates are proposed for normal soil conditions. In case of soft rock & hard rock, the rates of pit digging will be taken as two times and ten times respectively as compared to the rates applicable for normal soil.

## CL-9
LABOUR SCHEDULE CL-9
LABOUR SCHEDULE - PLINTH MOUNTED DISTRIBUTION TRANSFORMER S/s.
S. No. | Particulars | Unit | Rate 2015-2016 | 2015-2016 |  | 2015-2016 |  | 2015-2016 |  | Rate 2016-2017 | 2016-2017 |  | 2016-2017 |  | 2016-2017 |  | Rate 2017-2018 | 2017-2018 |  | 2017-2018 |  | 2017-2018 |  | Rate Year 2018-19 | Year 2018-19 | [5 empty] | Rate Year 2019-20 | Year 2019-20 | [5 empty] | Rate 2020-21 | 2020-21
|  |  |  | 63 kVA X-mer |  | 100 kVA X-mer |  | 200 kVA X-mer |  |  | 63 kVA X-mer |  | 100 kVA X-mer |  | 200 kVA X-mer |  |  | 63 kVA X-mer |  | 100 kVA X-mer |  | 200 kVA X-mer |  |  | 63 kVA X-mer |  | 100 kVA X-mer |  | 200 kVA X-mer |  |  | 63 kVA X-mer |  | 100 kVA X-mer |  | 200 kVA X-mer |  |  | 63 kVA X-mer |  | 100 kVA X-mer |  | 200 kVA X-mer
|  |  |  | Qty. | Amount | Qty. | Amount | Qty. | Amount |  | Qty. | Amount | Qty. | Amount | Qty. | Amount |  | Qty. | Amount | Qty. | Amount | Qty. | Amount |  | Qty. | Amount | Qty. | Amount | Qty. | Amount |  | Qty. | Amount | Qty. | Amount | Qty. | Amount |  | Qty. | Amount | Qty. | Amount | Qty. | Amount
1 | Pole Pit digging
| (i) RSJ | No. | 254.981 | 2 | 509.962 | 2 | 509.962 | 0 | 0 | 270.8334 | 2 | 541.6669 | 2 | 541.6669 | 0 | 0 | 286.8126 | 2 | 573.6252 | 2 | 573.6252 | 0 | 0 | 366.4891 | 2 | 732.9783 | 2 | 732.9783 | 0 | 0 | 364.66 | 2 | 729.32 | 2 | 729.32 | 0 | 0 | 400 | 2 | 800 | 2 | 800 | 0 | 0
| (ii) H.Beam | No. | 290.6783 | 0 | 0 | 0 | 0 | 2 | 581.3567 | 308.7501 | 0 | 0 | 0 | 0 | 2 | 617.5002 | 326.9664 | 0 | 0 | 0 | 0 | 2 | 653.9327 | 417.7976 | 0 | 0 | 0 | 0 | 2 | 835.5953 | 364.66 | 0 | 0 | 0 | 0 | 2 | 729.32 | 400 | 0 | 0 | 0 | 0 | 2 | 800
2 | Stay pit digging | Each | 195.4854 | 4 | 781.9418 | 4 | 781.9418 | 4 | 781.9418 | 207.639 | 4 | 830.5559 | 4 | 830.5559 | 4 | 830.5559 | 219.8897 | 4 | 879.5587 | 4 | 879.5587 | 4 | 879.5587 | 280.975 | 4 | 1123.9 | 4 | 1123.9 | 4 | 1123.9 | 295.7 | 4 | 1182.8 | 4 | 1182.8 | 4 | 1182.8 | 290 | 4 | 1160 | 4 | 1160 | 4 | 1160
3 | Shifting of material to pole pits | Set | 195.4854 | 1 | 195.4854 | 1 | 195.4854 | 1 | 195.4854 | 207.639 | 1 | 207.639 | 1 | 207.639 | 1 | 207.639 | 219.8897 | 1 | 219.8897 | 1 | 219.8897 | 1 | 219.8897 | 280.975 | 1 | 280.975 | 1 | 280.975 | 1 | 280.975 | 295.7 | 1 | 295.7 | 1 | 295.7 | 1 | 295.7 | 130 | 1 | 130 | 1 | 130 | 1 | 130
4 | Transportation of pole from Road side to pole pit | Each | 195.4854 | 2 | 390.9709 | 2 | 390.9709 | 2 | 390.9709 | 207.639 | 2 | 415.2779 | 2 | 415.2779 | 2 | 415.2779 | 219.8897 | 2 | 439.7793 | 2 | 439.7793 | 2 | 439.7793 | 280.975 | 2 | 561.95 | 2 | 561.95 | 2 | 561.95 | 295.7 | 2 | 591.4 | 2 | 591.4 | 2 | 591.4 | 400 | 2 | 800 | 2 | 800 | 2 | 800
5 | Cross arm fixing complete. | Each | 790.4411 | 2 | 1580.8823 | 2 | 1580.8823 | 2 | 1580.8823 | 839.5836 | 2 | 1679.1673 | 2 | 1679.1673 | 2 | 1679.1673 | 889.1191 | 2 | 1778.2382 | 2 | 1778.2382 | 2 | 1778.2382 | 1136.1164 | 2 | 2272.2327 | 2 | 2272.2327 | 2 | 2272.2327 | 1195.65 | 2 | 2391.3 | 2 | 2391.3 | 2 | 2391.3 | 1300 | 2 | 2600 | 2 | 2600 | 2 | 2600
6 (a) | Pole erection complete including earthing (RSJ) | Each | 739.4449 | 2 | 1478.8898 | 2 | 1478.8898 | 0 | 0 | 785.417 | 2 | 1570.8339 | 2 | 1570.8339 | 0 | 0 | 831.7566 | 2 | 1663.5131 | 2 | 1663.5131 | 0 | 0 | 1062.8185 | 2 | 2125.637 | 2 | 2125.637 | 0 | 0 | 1118.51 | 2 | 2237.02 | 2 | 2237.02 | 0 | 0 | 1315 | 2 | 2630 | 2 | 2630 | 0 | 0
(b) | Pole erection complete including earthing H-Beam | Each | 1019.924 |  | 0 |  | 0 | 2 | 2039.8481 | 1083.3337 |  | 0 |  | 0 | 2 | 2166.6675 | 1147.2504 |  | 0 |  | 0 | 2 | 2294.5008 | 1465.9566 |  | 0 |  | 0 | 2 | 2931.9132 | 1542.77 |  | 0 |  | 0 | 2 | 3085.54 | 1400 | 0 | 0 | 0 | 0 | 2 | 2800
7 | Concreting | Cmt. | 16.9987 | 405 | 6884.4872 | 405 | 6884.4872 | 420 | 7139.4682 | 637.5419 | 11.4698 | 7312.5027 | 11.4698 | 7312.5027 | 11.8946 | 7583.3361 | 675.1569 | 11.4698 | 7743.9403 | 11.4698 | 7743.9403 | 11.8946 | 8030.7529 | 862.7155 | 11.4698 | 9895.207 | 11.4698 | 9895.207 | 11.8946 | 10261.6961 | 907.92 | 11.4698 | 10413.6958 | 11.4698 | 10413.6958 | 11.8946 | 10799.3883 | 0 | 0 | 0 | 0 | 0 | 0 | 0
8 | Stay erection complete | Each | 220.9835 | 4 | 883.9342 | 4 | 883.9342 | 4 | 883.9342 | 234.7223 | 4 | 938.8892 | 4 | 938.8892 | 4 | 938.8892 | 248.5709 | 4 | 994.2837 | 4 | 994.2837 | 4 | 994.2837 | 317.6239 | 4 | 1270.4957 | 4 | 1270.4957 | 4 | 1270.4957 | 334.27 | 4 | 1337.08 | 4 | 1337.08 | 4 | 1337.08 | 200 | 4 | 800 | 4 | 800 | 4 | 800
9 | Fixing of LA set. | Set | 297.4778 | 1 | 297.4778 | 1 | 297.4778 | 1 | 297.4778 | 315.9723 | 1 | 315.9723 | 1 | 315.9723 | 1 | 315.9723 | 334.6147 | 1 | 334.6147 | 1 | 334.6147 | 1 | 334.6147 | 427.5707 | 1 | 427.5707 | 1 | 427.5707 | 1 | 427.5707 | 449.98 | 1 | 449.98 | 1 | 449.98 | 1 | 449.98 | 290 | 1 | 290 | 1 | 290 | 1 | 290
10 | Anticlimbing device and danger board fixing | Each | 59.4956 | 2 | 118.9911 | 2 | 118.9911 | 2 | 118.9911 | 63.1945 | 2 | 126.3889 | 2 | 126.3889 | 2 | 126.3889 | 66.9229 | 2 | 133.8459 | 2 | 133.8459 | 2 | 133.8459 | 85.5141 | 2 | 171.0283 | 2 | 171.0283 | 2 | 171.0283 | 90 | 2 | 180 | 2 | 180 | 2 | 180 | 90 | 2 | 180 | 2 | 180 | 2 | 180
11 | Painting of HW/No. of pole | Each | 42.4968 | 2 | 84.9937 | 2 | 84.9937 | 2 | 84.9937 | 45.1389 | 2 | 90.2778 | 2 | 90.2778 | 2 | 90.2778 | 47.8021 | 2 | 95.6042 | 2 | 95.6042 | 2 | 95.6042 | 61.0815 | 2 | 122.163 | 2 | 122.163 | 2 | 122.163 | 64.28 | 2 | 128.56 | 2 | 128.56 | 2 | 128.56 | 64.28 | 2 | 128.56 | 2 | 128.56 | 2 | 128.56
12 | Fixing of LT distribution of Box |  | 0 |  | 0 |  | 0 |  | 0 | 0 |  | 0 |  | 0 |  | 0 | 0 |  | 0 |  | 0 |  | 0 | 0 |  | 0 |  | 0 |  | 0 | 0 |  | 0 |  | 0 |  | 0 | 0 | 0 | 0 | 0 | 0 | 0 | 0
| 63/100 kVA | Each | 1121.9164 | 1 | 1121.9164 | 1 | 1121.9164 | 0 | 0 | 1191.6671 | 1 | 1191.6671 | 1 | 1191.6671 | 0 | 0 | 1261.9755 | 1 | 1261.9755 | 1 | 1261.9755 | 0 | 0 | 1612.5522 | 1 | 1612.5522 | 1 | 1612.5522 | 0 | 0 | 1697.05 | 1 | 1697.05 | 1 | 1697.05 | 0 | 0 | 1500 | 1 | 1500 | 1 | 1500 | 0 | 0
| 200 kVA | Each | 2090.8443 |  | 0 |  | 0 | 1 | 2090.8443 | 2220.8341 |  | 0 |  | 0 | 1 | 2220.8341 | 2351.8634 |  | 0 |  | 0 | 1 | 2351.8634 | 3005.211 |  | 0 |  | 0 | 1 | 3005.211 | 3162.68 |  | 0 |  | 0 | 1 | 3162.68 | 3000 | 0 | 0 | 0 | 0 | 1 | 3000
13 | Handling/ Inst. Of Transformer | Each | LS | 1 | 1376.1248 | 1 | 2511.1766 | 1 | 2511.1766 | LS | 1 | 1461.6798 | 1 | 2667.299 | 1 | 2667.299 | LS | 1 | 1547.9189 | 1 | 2824.6696 | 1 | 2824.6696 | LS | 1 | 1977.9308 | 1 | 3609.3628 | 1 | 3609.3628 | LS | 1 | 2081.5744 | 1 | 3798.4934 | 1 | 3798.4934 | LS | 1 | 2000 | 1 | 3500 | 1 | 4000
14 | Earthing of S/s | LS | LS | 1 | 1205.3648 | 1 | 1205.3648 | 1 | 1205.3648 | LS | 1 | 1280.3035 | 1 | 1280.3035 | 1 | 1280.3035 | LS | 1 | 1355.8414 | 1 | 1355.8414 | 1 | 1355.8414 | LS | 1 | 1732.4941 | 1 | 1732.4941 | 1 | 1732.4941 | LS | 1 | 1823.2768 | 1 | 1823.2768 | 1 | 1823.2768 | LS | 1 | 2500 | 1 | 2500 | 1 | 2500
15 | Fixing of DO fuse unit | Set | 329.0064 | 1 | 329.0064 | 1 | 329.0064 | 1 | 329.0064 | 349.4611 | 1 | 349.4611 | 1 | 349.4611 | 1 | 349.4611 | 370.0793 | 1 | 370.0793 | 1 | 370.0793 | 1 | 370.0793 | 472.8873 | 1 | 472.8873 | 1 | 472.8873 | 1 | 472.8873 | 497.67 | 1 | 497.67 | 1 | 497.67 | 1 | 497.67 | 500 | 1 | 500 | 1 | 500 | 1 | 500
16 | Fixing of AB Switch | Set | 658.0128 | 0 | 0 | 1 | 658.0128 | 1 | 658.0128 | 698.9221 | 0 | 0 | 1 | 698.9221 | 1 | 698.9221 | 740.1585 | 0 | 0 | 1 | 740.1585 | 1 | 740.1585 | 945.7746 | 0 | 0 | 1 | 945.7746 | 1 | 945.7746 | 995.33 | 0 | 0 | 1 | 995.33 | 1 | 995.33 | 2000 | 1 | 2000 | 1 | 2000 | 1 | 2000
| TOTAL |  |  |  | 17240.4286 |  | 19033.4932 |  | 20889.755 |  |  | 18312.2833 |  | 20216.8245 |  | 22188.4919 |  |  | 19392.708 |  | 21409.6172 |  | 23497.6129 |  |  | 24780.0023 |  | 27357.2088 |  | 30025.2498 |  |  | 26036.4271 |  | 28748.6761 |  | 31448.5185 |  |  | 18018.56 |  | 19518.56 |  | 21688.56
The rates are proposed for normal soil conditions. In case of soft rock & hard rock, the rates of pit digging will be taken as two times and ten times respectively as compared to the rates applicable for normal soil.

## CL-9(A)
| LABOUR SCHEDULE CL - 9 (A) | [8 empty] | NEW ADDED
LABOUR CHARGES FOR ADDITIONAL (MID SPAN) POLES FOR NEW 11 kV LINE WITH RACCOON CONDUCTOR ON H-BEAM POLE
S. No. | Particulars | Unit | Qty. | 2017-18 |  | 2018-19 (27.77%) |  | 2020-21
|  |  |  | Rate | Amount | Rate | Amount | Rate | Amount
1 | Pit digging | No. | 1 | 225.97 | 225.97 | 288.75 | 288.75 | 400 | 400
2 | Transportation of pole from road side to pole pit for a lead of 1 Km. | No. | 1 | 338.96 | 338.96 | 433.12 | 433.12 | 500 | 500
3 | Shifting of materials to pole pits | No. | 1 | 45.19 | 45.19 | 57.75 | 57.75 | 60.78 | 60.78
4 | Cross arm fixing complete with top clamp | No. | 1 | 67.79 | 67.79 | 86.62 | 86.62 | 90 | 90
5 | Pole erection complete (including earthing) | No. | 1 | 903.89 | 903.89 | 1155 | 1155 | 1400 | 1400
6 | Insulator fixing with GI Pin | No. | 3 | 15.82 | 47.46 | 20.21 | 60.63 | 90 | 270
7 | Anti climbing devices and danger board fixing | No. | 1 | 56.49 | 56.49 | 72.19 | 72.19 | 90 | 90
8 | Painting of Hardware and numbering of poles including steel pole. | No. | 1 | 271.17 | 271.17 | 346.5 | 346.5 | 400 | 400
| TOTAL |  |  |  | 1956.92 |  | 2500.56 |  | 3210.78

## CL-10(B) Revised
LABOUR SCHEDULE CL-10 (B)
LABOUR SCHEDULE FOR AUGMENTATION OF 11/0.4 kV S/s CAPACITY (ASSUMING 25 YEARS OF LIFE & 10 YEARS IN SERVICE) ON EXISTING DP
S. No. | Particulars | Unit | Rate 2015-2016 | 2015-2016 |  | 2015-2016 |  | 2015-2016 |  | Rate 2016-2017 | 2016-2017 |  | 2016-2017 |  | 2016-2017 |  | Rate 2017-2018 | 2017-2018 |  | 2017-2018 |  | 2017-2018 |  | Rate Year 2018-19 | Year 2018-19 | [5 empty] | Qty. | Year 2019-20 | [5 empty] | 2020-21
|  |  |  | 63 kVA X-mer |  | 100 kVA X-mer |  | 200 kVA X-mer |  |  | 63 kVA X-mer |  | 100 kVA X-mer |  | 200 kVA X-mer |  |  | 63 kVA X-mer |  | 100 kVA X-mer |  | 200 kVA X-mer |  |  | 63 kVA X-mer |  | 100 kVA X-mer |  | 200 kVA X-mer |  |  | 63 kVA X-mer |  | 100 kVA X-mer |  | 200 kVA X-mer |  | 63 kVA X-mer |  | 100 kVA X-mer |  | 200 kVA X-mer
|  |  |  | Qty. | Amount | Qty. | Amount | Qty. | Amount |  | Qty. | Amount | Qty. | Amount | Qty. | Amount |  | Qty. | Amount | Qty. | Amount | Qty. | Amount |  | Qty. | Amount | Qty. | Amount | Qty. | Amount |  | Qty. | Amount | Qty. | Amount | Qty. | Amount | Rate | Amt. | Rate | Amt. | Rate | Amt.
1 | Shifting of material at site | Set | 195.4854 | 1 | 195.4854 | 1 | 195.4854 | 1 | 195.4854 | 207.639 | 1 | 207.639 | 1 | 207.639 | 1 | 207.639 | 219.8897 | 1 | 219.8897 | 1 | 219.8897 | 1 | 219.8897 | 280.975 | 1 | 280.975 | 1 | 280.975 | 1 | 280.975 | 1 | 1 | 1 | 1 | 1 | 1 | 1 | 130 | 130 | 130 | 130 | 130 | 130
2 | Replacement of LT distribution Box & Cable |  | 0 |  | 0 |  | 0 |  | 0 | 0 |  | 0 |  | 0 |  | 0 | 0 |  | 0 |  | 0 |  | 0 | 0 |  | 0 |  | 0 |  | 0
| 63/100 kVA | Each | 1121.9164 | 1 | 1121.9164 | 1 | 1121.9164 | 0 | 0 | 1191.6671 | 1 | 1191.6671 | 1 | 1191.6671 | 0 | 0 | 1261.9755 | 1 | 1261.9755 | 1 | 1261.9755 | 0 | 0 | 1612.5522 | 1 | 1612.5522 | 1 | 1612.5522 | 0 | 0 | 1 | 1 | 1 | 1 | 1 | 0 | 0 | 1500 | 1500 | 1500 | 1500 | 0 | 0
| 200 kVA | Each | 2090.8443 |  | 0 |  | 0 | 1 | 2090.8443 | 2220.8341 |  | 0 |  | 0 | 1 | 2220.8341 | 2351.8634 |  | 0 |  | 0 | 1 | 2351.8634 | 3005.211 |  | 0 |  | 0 | 1 | 3005.211 | 1 |  | 0 |  | 0 | 1 | 1 | 0 | 0 | 0 | 0 | 2500 | 2500
3 | Handling/ Inst. Of Transformer | Each | LS | 1 | 1376.1266 | 1 | 2511.1724 | 1 | 2511.1766 | LS | 1 | 1461.6817 | 1 | 2667.2945 | 1 | 2667.299 | LS | 1 | 1547.921 | 1 | 2824.6649 | 1 | 2824.6696 | LS | 1 | 1977.9334 | 1 | 3609.3568 | 1 | 3609.3628 | LS | 1 | 2081.5771 | 1 | 3798.4871 | 1 | 3798.4934 | 2000 | 2000 | 3500 | 3500 | 4000 | 4000
| TOTAL |  |  |  | 2693.5285 |  | 3828.5743 |  | 4797.5063 |  |  | 13858.47 |  | 15810.9265 |  | 17522.0234 |  |  | 3029.7861 |  | 4306.53 |  | 5396.4226 |  |  | 3871.4607 |  | 5502.8841 |  | 6895.5488 |  |  | 2083.5771 |  | 3800.4871 |  | 3800.4934 |  | 3630 |  | 5130 |  | 6630

## CL-11
LABOUR SCHEDULE CL-11
LABOUR SCHEDULE FOR INSTALLATION OF COMPACT R.M.U. 11 kV CLASS SF6 / VCB TYPE (1 INCOMING + 2 BREAKER + 1 OUTGOING)
S. No. | Particulars | Unit | Qty. | 2016-17 |  | 2017-18 |  | Year 2018-19 |  | Year 2019-20 |  | 2020-21
|  |  |  | Rate | Amount | Rate | Amount | Rate | Amount | Rate | Amount | Rate | Amount
1 | Digging and concreting of foundation of R.M.U. | No. | 1 | 2133.84 | 2133.84 | 2259.7366 | 2259.7366 | 2887.4914 | 2887.4914 | 3038.7959 | 3038.7959 | 3038.7959 | 3038.7959
2 | Handling & installation of R.M.U. on foundation. | No. | 1 | 2055.18 | 2055.18 | 2176.4356 | 2176.4356 | 2781.0494 | 2781.0494 | 2926.7764 | 2926.7764 | 2926.7764 | 2926.7764
3 | Fixing of incoming & outgoing cables on terminals of R.M.U. | L.S. | 1 | 640.12 | 640.12 | 677.8871 | 677.8871 | 866.2041 | 866.2041 | 911.5932 | 911.5932 | 911.5932 | 911.5932
4 | Earthing of RMU including pit digging, laying and connecting wires to RMU etc. | Set | 1 | 746.84 | 746.84 | 790.9036 | 790.9036 | 1010.6166 | 1010.6166 | 1063.5729 | 1063.5729 | 1063.5729 | 1063.5729
5 | Lettering the R.M.U. with enamel paint and also writing single line diagram of each panel, caution Board, Danger Board etc. including cost of paint, Brush etc. | Per Panel | 1 | 528 | 528 | 559.152 | 559.152 | 714.4844 | 714.4844 | 751.9234 | 751.9234 | 751.9234 | 751.9234
6 | Total Labour Charges |  |  |  | 6103.98 |  | 6464.1148 |  | 8259.8459 |  | 8692.6618 |  | 8692.6618
7 | Total Labour Charges (Rounded Off) |  |  |  | 6104 |  | 6464 |  | 8260 |  | 8693 |  | 8693

## CL-12
| LABOUR SCHEDULE CL-12 | [9 empty] | NEW ADDED
LABOUR CHARGE FOR 11 kV UNDERGROUND CABLE CROSSING UNDER EXISTING RAILWAY TRACK / ROAD FOR 60 MTR. LONG RAIL/ ROAD CORRIDOR / ROUTE LENGTH OF HDPE PIPE, UNDER 2.5 MTR. DEEP FROM GROUND LEVEL SINGLE FEEDER LINE.
S. No. | Particulars | Unit | Qty. | 2017-18 |  | 2018-19 (27.77%) |  | 2020-21
|  |  |  | Using HDD Technique |  | Using HDD Technique |  | Using HDD Technique
|  |  |  | Rate | 3x240 sq.mm AB XLPE Cable | Rate | 3x240 sq.mm AB XLPE Cable | Rate | 3x240 sq.mm AB XLPE Cable | 3x400 sq.mm AB XLPE Cable
[5 empty] | Amount |  | Amount |  | Amount | Amount
1 | Using HDD Technique (Horizontal Directional Drilling) ** | Mtr. | 120 | 1361.0553 | 163326.6357 | 1739.1565 | 208698.7751 | 1200 | 144000 | 144000
2 | Laying of 240 sqmm 3 core XLPE cable through HDPE pipe. | Mtr. | 180 | 362.7387 | 65292.9604 | 463.5075 | 83431.3448 | 300 | 54000 | 0
3 | Laying of 400 sqmm 3 core XLPE cable through HDPE pipe. | Mtr. | 190 | 362.7387 | 68920.3471 | 463.5075 | 88066.4195 | 400 | 0 | 76000
4 | Earthing pit digging and laying of earth pipe complete. | Set. | 10 | 790.9075 | 7909.0749 | 1010.6216 | 10106.2159 | 250 | 2500 | 2500
5 | Joining kit labour charges. | Set. | 4 | 5803.8187 | 23215.2748 | 7416.1195 | 29664.4782 | 3500 | 14000 | 14000
6 | Covering of cable with tiles | Mtr. | 60 | 2.8879 | 173.2767 | 3.6902 | 221.413 | 3.88 | 232.8 | 232.8
7 | Spreading sand and forming with sand round the cable | Mtr. | 60 | 10.4942 | 629.6525 | 13.4095 | 804.57 | 14.11 | 846.6 | 846.6
8 | Laying of GI Pipe | Mtr. | 24 | 51.9746 | 1247.3903 | 66.4131 | 1593.9153 | 69.89 | 1677.36 | 1677.36
9 | Fixing of 33 kV LA including earthing. | Set | 2 | 225.9736 | 451.9471 | 288.749 | 577.498 | 250 | 500 | 500
10 | Jumpering of Lightning Arrestor and fixing of Aluminium lugs. | Set | 2 | 227.9504 | 455.9008 | 291.275 | 582.55 | 250 | 500 | 500
11 | Fixing of Riser pipe with clamps | Mtr. | 12 | 290.1909 | 3482.2912 | 370.806 | 4449.6717 | 250 | 3000 | 3000
| TOTAL |  |  |  | 335104.7516 |  | 423747.1799 |  | 221256.76 | 243256.76

## CL-15
| LABOUR SCHEDULE CL - 15 | [8 empty] | NEW ADDED
LABOUR SCHEDULE FOR LAYING OF 1 Km LENGTH OF 11 kV, 3 CORE 95 SQMM / 240 SQMM / 400 SQMM UNDERGROUND CABLE
S. No. | Particulars | Unit | Qty. | 2017-18 |  | 2018-19 (27.77%) |  | 2020-21
|  |  |  | Rate | Amount | Rate | Amount | Rate | Amount
1 | Cable trench excavation [(1.0 Mx0.75 Mx1.2 M) LxWxD] | Cmt | 900 | - | - | 254.099 | 228689.1 | 300 | 270000
2 | Spreading of sand for base pad of cable (10 cm thick & 10 cm. above cable) | Mtr | 1000 | - | - | 13.4095 | 13409.5 | 50 | 50000
3 | Laying of XLPE Cable in open trench & rising on pole through GI pipe & back filling of cable trench with excavated soil | Mtr | 1040 | - | - | 66.138 | 68783.4784 | 150 | 156000
4 | Laying of GI pipe | Mtr | 10 | - | - | 66.4123 | 664.1228 | 69.89 | 698.9
5 | Fixing of rising pipe with clamps | Mtr | 10 | - | - | 370.81 | 3708.1 | 250 | 2500
6 | Fixing of 11 kV lightning arrestor including earthing, jumpering and fixing of aluminium clamp | Set | 2 | - | - | 216.56 | 433.12 | 250 | 500
7 | Providing earthing (earthing pit digging and laying of earthing pipe complete) | Set | 2 | - | - | 1010.62 | 2021.24 | 250 | 500
8 | Covering of cable with tiles | Mtr | 1000 | - | - | 3.6902 | 3690.2 | 3.88 | 3880
9 | Making of Straight jointing of XLPE Cable | No | 2 | - | - | 4362.998 | 8725.996 | 3500 | 7000
10 | Making of End jointing of XLPE Cable | No | 2 | - | - | 3690.213 | 7380.426 | 4500 | 9000
| TOTAL |  |  |  | 207557 |  | 337505.2832 |  | 500078.9

## CL-16
| LABOUR SCHEDULE CL-16 | [5 empty] | NEW ADDED
LABOUR SCHEDULE D.T. CAPACITORS ON EXISTING DTR's OTHER THAN INDUSTRIAL (RETAINED & SHIFTED)
S. No. | Particulars | Unit | Qty. | Labour Charges per Capacitor Bank
|  |  |  | 2017-18 | 2018-19 | 2020-21
1 | LT Capacitor for 25 kVA DT | No. | 1 | 200 | 200 | 250
2 | LT Capacitor for 63 kVA DT | No. | 1 | 200 | 200 | 250
3 | LT Capacitor for 100 kVA DT | No. | 1 | 200 | 200 | 250
4 | LT Capacitor for 200 kVA DT | No. | 1 | 200 | 200 | 250
5 | LT Capacitor for 315 kVA DT | No. | 1 | 200 | 200 | 250

## CL-18
| LABOUR SCHEDULE CL-18 |  |  |  |  | NEW ADDED
LABOUR SCHEDULE FOR 11 kV CAPACITOR BANK AT 33/11 kV SUB-STATION (FOR 12.1 kV, 1089 kVAR AND 12.1 kV, 1815 kVAR 3 PHASE 50 Hz OUTDOOR TYPE CAPACITOR BANK)
2020-21
S. No. | Particulars | Unit | Qty. | 12.1 kV,1815 kVAr, Outdoor Type, Capacitor bank |  | 12.1 kV,1089 KVAr, Outdoor Type, Capacitor bank
|  |  |  | Rate | Amt. | Rate | Amt.
1 | 2 | 3 | 4 | 5 | 6 | 7 | 8
1 | Pit digging for structure | No | 6 | 600 | 3600 | 600 | 3600
2 | Digging and concreting of foundation of VCB | No | 1 | 3300 | 3300 | 3300 | 3300
3 | Fixing of RVT | No | 1 | 1000 | 1000 | 550 | 550
4 | Fixing of Capacitor Bank Complete set | Set | 1 | 2250 | 2250 | 1100 | 1100
5 | Fixing of Isolator with earth switch & mounting G.I. structure | Set | 1 | 2200 | 2200 | 2200 | 2200
6 | Fixing of L.A. including Earthing | Set | 1 | 150 | 150 | 150 | 150
7 | Handling and installation of 11 kV VCB on foundation with Installation indoor type Automatic Control Unit alongwith APFC relay and VCB control panel | No | 1 | 3300 | 3300 | 3000 | 3000
8 | Fixing of C.T. | No | 3 | 200 | 600 | 200 | 600
9 | Earth pit digging and laying of M.S. strip Complete | No | 3 | 1800 | 5400 | 1800 | 5400
10 | Testing and Commissioning of 11 kV VCB and Capacitor Bank | LS | LS | 4000 | 4000 | 4000 | 4000
11 | Bus bar structure complete fitting | No | 1 | 2660 | 2660 | 800 | 800
12 | Digging of cable trench, pits & laying out earthing mat with interconnection etc. | LS | LS | 3400 | 3400 | 2700 | 2700
| TOTAL |  |  |  | 31860 |  | 27400

## CL-20
| LABOUR SCHEDULE CL-20 |  |  |  | NEW ADDED
LABOUR SCHEDULE FOR CHEMICAL EARTHING OF METERING EQUIPMENT IN THE PREMISES OF HT CONSUMER
S. No. | Particulars | Unit | Qty. | 2020-21
|  |  |  | Rate | Amt.
1 | 2 | 3 | 4 | 5 | 6
1 | Pit digging for Rod Earthing | No | 1 | 1500 | 1500
2 | Fixing of rod earthing (Chemical Earthing) | No | 1 | 445 | 445
3 | Laying of M.S. strip from Metering Equipment to earth pit | No | 1 | 500 | 500
4 | Fixing of G.I. Washer with nut- bolts | Set | 1 | 75 | 75
| TOTAL |  |  |  | 2520
Note :- | Chemical Earthing consists of Galvanized Mild Steel pipe of size 2000 mm x 50 mmn outer diameter or higher size as per site conditions, filled with a highly conductive material and a GI strip minimum 16 mm x 3 mm covering total of pipe, forming the electrode for obtaining earth resistance less than 1 Ohm.

## CL-21
| LABOUR SCHEDULE CL-21 |  |  |  | NEW ADDED
LABOUR SCHEDULE FOR 11 kV CAPACITOR BANK TO BE INSTALLED AT 11 kV LINE D.P. STRUCTURE
2020-21
S. No. | Particulars | Unit | Qty. | Rate | Amt.
1 | 2 | 3 | 4 | 5 | 6
1 | Pole pit digging | No | 2 | 325 | 650
2 | Stay pit digging | No | 4 | 290 | 1160
3 | Shifting of material to pole pits | Set | 1 | 150 | 150
4 | Transportation of pole from road side to pole pit | Each | 2 | 300 | 600
5 | D.C. X-arm fixing complete including insulators and H.W. | Each | 2 | 250 | 500
6 | Pole erection complete including earthing | Each | 2 | 1000 | 2000
7 | Stay erection complete | Each | 4 | 200 | 800
8 | Fixing of L.A. set | Set | 1 | 190 | 190
9 | Fixing of D.O. fuse with base channel | Set | 1 | 250 | 250
10 | Painting of cross arms | Each | 2 | 100 | 200
11 | Handling and installation of 121 kVAR Capacitor Bank on structure | No | 6 | 450 | 2700
12 | Fixing of 11 kV A.B. Switch | Set | 1 | 2000 | 2000
13 | Earthing of Capacitor Bank including pit digging, laying & connecting wires | Set | 1 | 963.58 | 963.58
14 | Anticlimbing Devices & Danger Board fixing | No | 1 | 90 | 90
| TOTAL |  |  |  | 12253.58

## DL-1
LABOUR SCHEDULE DL-1
LABOUR SCHEDULE OF LT LINE ON PCC SUPPORTS PER KM.
S. No. | Particulars | Unit | Qty. | Rate for 2015-2016 |  |  |  | Rate for 2016-2017 |  |  |  | Rate for 2017-2018 |  |  |  | Year 2018-19 |  |  |  | Year 2019-20 |  |  |  | 2020-21
|  |  |  | Rate | 3 P 5 W | 3 P 4 W | 1 P 3 W | Rate | 3 P 5 W | 3 P 4 W | 1 P 3 W | Rate | 3 P 5 W | 3 P 4 W | 1 P 3 W | Rate | 3 P 5 W | 3 P 4 W | 1 P 3 W | Rate | 3 P 5 W | 3 P 4 W | 1 P 3 W | Rate | 3 P 5 W | 3 P 4 W | 1 P 3 W
1 | Survey | Km. | 1 | 3013.4119 | 3013.4119 | 3013.4119 | 3013.4119 | 3200.7587 | 3200.7587 | 3200.7587 | 3200.7587 | 3389.6035 | 3389.6035 | 3389.6035 | 3389.6035 | 4331.2354 | 4331.2354 | 4331.2354 | 4331.2354 | 4558.1921 | 4558.1921 | 4558.1921 | 4558.1921 | 2500 | 2500 | 2500 | 2500
2 | Tree cutting | Km. | 1
3 | Approach Clearance | Km. | 1
4 | Pit digging | No. | 17 | 200.8941 | 3415.2002 | 3415.2002 | 3415.2002 | 213.3839 | 3627.5266 | 3627.5266 | 3627.5266 | 225.9736 | 3841.5506 | 3841.5506 | 3841.5506 | 288.749 | 4908.7334 | 4908.7334 | 4908.7334 | 303.8795 | 5165.951 | 5165.951 | 5165.951 | 325 | 5525 | 5525 | 5525
5 | Shifting of materials to pole pits | No. | 17 | 40.1788 | 683.04 | 683.04 | 683.04 | 42.6768 | 725.5053 | 725.5053 | 725.5053 | 45.1947 | 768.3101 | 768.3101 | 768.3101 | 57.7498 | 981.7467 | 981.7467 | 981.7467 | 60.7759 | 1033.1902 | 1033.1902 | 1033.1902 | 60.78 | 1033.26 | 1033.26 | 1033.26
6 | Stay Pit digging | No. | 9 | 180.8047 | 1627.2424 | 1627.2424 | 1627.2424 | 192.0455 | 1728.4097 | 1728.4097 | 1728.4097 | 203.3762 | 1830.3859 | 1830.3859 | 1830.3859 | 259.8741 | 2338.8671 | 2338.8671 | 2338.8671 | 273.4915 | 2461.4237 | 2461.4237 | 2461.4237 | 290 | 2610 | 2610 | 2610
7 | Transportation of pole from road side to pole pit for a lead of 1 Km. | No. | 17 | 200.8941 | 3415.2002 | 3415.2002 | 3415.2002 | 213.3839 | 3627.5266 | 3627.5266 | 3627.5266 | 225.9736 | 3841.5506 | 3841.5506 | 3841.5506 | 288.749 | 4908.7334 | 4908.7334 | 4908.7334 | 303.8795 | 5165.951 | 5165.951 | 5165.951 | 300 | 5100 | 5100 | 5100
8 | Fixing of LT clamps complete per location including insulator fixing | No. | 22 | 50.2235 | 1104.9177 | 1104.9177 | 1104.9177 | 53.346 | 1173.6115 | 1173.6115 | 1173.6115 | 56.4934 | 1242.8546 | 1242.8546 | 1242.8546 | 72.1873 | 1588.1196 | 1588.1196 | 1588.1196 | 75.9699 | 1671.3371 | 1671.3371 | 1671.3371 | 75.97 | 1671.34 | 1671.34 | 1671.34
9 | Pole erection complete with earthing | No. | 17 | 502.2353 | 8538.0004 | 8538.0004 | 8538.0004 | 533.4598 | 9068.8164 | 9068.8164 | 9068.8164 | 564.9339 | 9603.8766 | 9603.8766 | 9603.8766 | 721.8726 | 12271.8335 | 12271.8335 | 12271.8335 | 759.6987 | 12914.8776 | 12914.8776 | 12914.8776 | 1000 | 17000 | 17000 | 17000
10 | Concreting of stay and base pad for poles | Cft. | 100 | 16.0715 | 1607.153 | 1607.153 | 1607.153 | 17.0707 | 1707.0713 | 1707.0713 | 1707.0713 | 18.0779 | 1807.7885 | 1807.7885 | 1807.7885 | 23.0999 | 2309.9922 | 2309.9922 | 2309.9922 | 24.3104 | 2431.0358 | 2431.0358 | 2431.0358 | 24.31 | 0 | 0 | 0
11 | Stay erection complete | No. | 9 | 140.6259 | 1265.633 | 1265.633 | 1265.633 | 149.3687 | 1344.3187 | 1344.3187 | 1344.3187 | 158.1815 | 1423.6335 | 1423.6335 | 1423.6335 | 202.1243 | 1819.1189 | 1819.1189 | 1819.1189 | 212.7156 | 1914.4407 | 1914.4407 | 1914.4407 | 200 | 1800 | 1800 | 1800
12 | Painting of cross arm and numbering of poles. | No. | 22 | 40.1788 | 883.9342 | 883.9342 | 883.9342 | 42.6768 | 938.8892 | 938.8892 | 938.8892 | 45.1947 | 994.2837 | 994.2837 | 994.2837 | 57.7498 | 1270.4957 | 1270.4957 | 1270.4957 | 60.7759 | 1337.0697 | 1337.0697 | 1337.0697 | 60.78 | 1337.16 | 1337.16 | 1337.16
13 | Carpet guarding | Span | 1 | 602.6824 | 602.6824 | 602.6824 | 602.6824 | 640.1517 | 640.1517 | 640.1517 | 640.1517 | 677.9207 | 677.9207 | 677.9207 | 677.9207 | 866.2471 | 866.2471 | 866.2471 | 866.2471 | 911.6384 | 911.6384 | 911.6384 | 911.6384 | 1011 | 1011 | 1011 | 1011
14 | Diamond Guarding | Pair | 17 | 40.1788 | 683.04 | 683.04 | 683.04 | 42.6768 | 725.5053 | 725.5053 | 725.5053 | 45.1947 | 768.3101 | 768.3101 | 768.3101 | 57.7498 | 981.7467 | 981.7467 | 981.7467 | 60.7759 | 1033.1902 | 1033.1902 | 1033.1902 | 60.78 | 1033.26 | 1033.26 | 1033.26
| TOTAL |  |  |  | 26839.4554 | 26839.4554 | 26839.4554 |  | 28508.0912 | 28508.0912 | 28508.0912 |  | 30190.0686 | 30190.0686 | 30190.0686 |  | 38576.8697 | 38576.8697 | 38576.8697 |  | 40598.2976 | 40598.2976 | 40598.2976 |  | 40621.02 | 40621.02 | 40621.02
15 | Stringing of line
| (i) 3P 5W (4 Weasel + 1 Squirrel) | Each | 5 |  | 11031.0224 | 0 | 0 |  | 11716.8321 | 0 | 0 |  | 12408.1252 | 0 | 0 |  | 15855.1024 | 0 | 0 |  | 16685.9098 | 0 | 0 |  | 15000 | 0 | 0
| (ii) 3P 4W (3 Weasel + 1 Squirrel) | Each | 4 |  | 0 | 8783.9623 | 0 |  | 0 | 9330.07 | 0 |  | 0 | 9880.5442 | 0 |  | 0 | 12625.3593 | 0 |  | 0 | 13286.9282 | 0 |  | 0 | 12000 | 0
| (ii) 1P 3W (2 Weasel + 1 Squirrel) | Each | 3 |  |  |  | 6536.9022 |  |  |  | 6943.3079 |  |  |  | 6943.3079 |  | 0 | 0 | 8872.1589 |  | 0 | 0 | 9337.06 |  | 0 | 0 | 9000
[5 empty] | 35269.486 | 33201.4458 | 31133.4056 |  | 40224.9234 | 37838.1613 | 35451.3992 |  | 42598.1939 | 40070.6128 | 37133.3765 |  | 54431.9721 | 51202.229 | 47449.0286 |  | 57284.2074 | 53885.2258 | 49935.3577 |  | 55621.02 | 52621.02 | 49621.02
The rates are proposed for normal soil conditions. In case of soft rock & hard rock, the rates of pit digging will be taken as two times and ten times respectively as compare to the rates applicable for normal soil.

## DL-2
LABOUR SCHEDULE DL-2
LABOUR CHARGES PER KM. OF LT LINE ON R.S. JOIST
S. No. | Particulars | Unit | Qty. | 3P 5W LT line on RSJ 125x70 mm Max span 45 Mtr. | [9 empty] | Qty. | 3P 5W LT line on RSJ 175x85 mm Max span 65 Mtr. | [7 empty] | 3P 5W LT line on RSJ 125x70 mm Max span 65 Mtr. |  | Qty. | 3P 5W LT line on RSJ 175x85 mm Max span 65 Mtr.
|  |  |  | 2015-16 |  | 2016-17 |  | 2017-18 |  | Year 2018-19 |  | Year 2019-20 |  |  | 2016-17 |  | 2017-18 |  | Year 2018-19 |  | Year 2019-20 |  | 2020-21 |  |  | 2020-21
|  |  |  | Rate | Amount | Rate | Amount | Rate | Amount | Rate | Amount | Rate | Amount |  | Rate | Amount | Rate | Amount | Rate | Amount | Rate | Amount | Rate | Amount |  | Rate | Amount
1 | Survey | Km. | 1 | 3013.4119 | 3013.4119 | 3200.7587 | 3200.7587 | 3389.6035 | 3389.6035 | 4331.2354 | 4331.2354 | 4558.1921 | 4558.1921 | 1 | 3200.7587 | 3200.7587 | 3389.6035 | 3389.6035 | 4331.2354 | 4331.2354 | 4558.1921 | 4558.1921 | 2500 | 2500 | 1 | 2500 | 2500
2 | Tree cutting | Km. | 1 | [10 empty] | 1 | [10 empty] | 1
3 | Approach Clearance | Km. | 1 | [10 empty] | 1 | [10 empty] | 1
4 | Pit digging | No. | 22 | 200.8941 | 4419.6708 | 213.3839 | 4694.4462 | 225.9736 | 4971.4185 | 288.749 | 6352.4785 | 303.8795 | 6685.3484 | 15 | 213.3839 | 3200.7587 | 225.9736 | 3389.6035 | 288.749 | 4331.2354 | 303.8795 | 4558.1921 | 325 | 7150 | 15 | 325 | 4875
5 | Shifting of materials to pole pits | No. | 22 | 40.1788 | 883.9342 | 42.6768 | 938.8892 | 45.1947 | 994.2837 | 57.7498 | 1270.4957 | 60.7759 | 1337.0697 | 15 | 42.6768 | 640.1517 | 45.1947 | 677.9207 | 57.7498 | 866.2471 | 60.7759 | 911.6384 | 60.78 | 911.7 | 15 | 60.78 | 911.7
6 | Stay pit digging | No. | 12 | 180.8047 | 2169.6566 | 192.0455 | 2304.5463 | 203.3762 | 2440.5145 | 259.8741 | 3118.4895 | 273.4915 | 3281.8983 | 9 | 192.0455 | 1728.4097 | 203.3762 | 1830.3859 | 259.8741 | 2338.8671 | 273.4915 | 2461.4237 | 290 | 3480 | 9 | 290 | 2610
7 | Transportation of pole from road side to pole pit for a lead of 1 Km. | No. | 22 | 160.7153 | 3535.7366 | 170.7071 | 3755.5569 | 180.7789 | 3977.1348 | 230.9992 | 5081.9828 | 243.1036 | 5348.2787 | 15 | 213.3839 | 3200.7587 | 225.9736 | 3389.6035 | 288.749 | 4331.2354 | 303.8795 | 4558.1921 | 300 | 6600 | 15 | 300 | 4500
8 | Fixing of 5 Pin cross arm | No. | 27 | 50.2235 | 1356.0354 | 53.346 | 1440.3414 | 56.4934 | 1525.3216 | 72.1873 | 1949.0559 | 75.9699 | 2051.1864 | 20 | 53.346 | 1066.9196 | 56.4934 | 1129.8678 | 72.1873 | 1443.7451 | 75.9699 | 1519.3974 | 75.97 | 2051.19 | 20 | 75.97 | 1519.4
9 | Pole erection complete with earthing | No. | 22 | 401.7883 | 8839.3416 | 426.7678 | 9388.8923 | 451.9471 | 9942.837 | 577.498 | 12704.9571 | 607.7589 | 13370.6968 | 15 | 533.4598 | 8001.8969 | 564.9339 | 8474.0088 | 721.8726 | 10828.0884 | 759.6987 | 11395.4803 | 800 | 17600 | 15 | 1315 | 19725
10 | Concreting of supports | Cft. | 508 | 16.0715 | 8164.3373 | 17.0707 | 8671.9224 | 18.0779 | 9183.5658 | 23.0999 | 11734.7604 | 24.3104 | 12349.6618 | 352 | 17.0707 | 6008.8911 | 18.0779 | 6363.4157 | 23.0999 | 8131.1725 | 24.3104 | 8557.246 | 0 | 0 | 352 | 0 | 0
11 | Stay erection complete | No. | 12 | 200.8941 | 2410.7295 | 213.3839 | 2560.607 | 225.9736 | 2711.6828 | 288.749 | 3464.9883 | 303.8795 | 3646.5537 | 9 | 149.3687 | 1344.3187 | 158.1815 | 1423.6335 | 202.1243 | 1819.1189 | 212.7156 | 1914.4407 | 200 | 2400 | 9 | 200 | 1800
12 | Painting of cross arm, pole and numbering of poles | No. | 22 | 200.8941 | 4419.6708 | 213.3839 | 4694.4462 | 225.9736 | 4971.4185 | 288.749 | 6352.4785 | 303.8795 | 6685.3484 | 15 | 213.3839 | 3200.7587 | 225.9736 | 3389.6035 | 288.749 | 4331.2354 | 303.8795 | 4558.1921 | 350 | 7700 | 15 | 350 | 5250
13 | Carpet guarding | Span | 1 | 602.6824 | 602.6824 | 640.1517 | 640.1517 | 677.9207 | 677.9207 | 866.2471 | 866.2471 | 911.6384 | 911.6384 | 1 | 640.1517 | 640.1517 | 677.9207 | 677.9207 | 866.2471 | 866.2471 | 911.6384 | 911.6384 | 1011 | 1011 | 1 | 1011 | 1011
14 | Diamond guarding | Pair | 22 | 40.1788 | 883.9342 | 42.6768 | 938.8892 | 45.1947 | 994.2837 | 57.7498 | 1270.4957 | 60.7759 | 1337.0697 | 15 | 42.6768 | 640.1517 | 45.1947 | 677.9207 | 57.7498 | 866.2471 | 60.7759 | 911.6384 | 60.78 | 1337.16 | 15 | 60.78 | 911.7
| TOTAL |  |  |  | 40699.1413 |  | 43229.4476 |  | 45779.985 |  | 58497.6649 |  | 61562.9425 |  |  | 32873.9262 |  | 34813.4878 |  | 44484.6747 |  | 46815.6717 |  | 52741.05 |  |  | 45613.8
15 | Stringing of line 3 Ph. 5 Wire | Each | 5 |  | 8344.833 |  | 8863.6396 |  | 9386.5943 |  | 11994.1902 |  | 12622.6858 | 5 |  | 11522.7315 |  | 12202.5726 |  | 15592.4473 |  | 16409.4916 |  | 15000 | 5 |  | 15000
[5 empty] | 49043.9743 |  | 52093.0872 |  | 55166.5794 |  | 70491.8551 |  | 74185.6283 |  |  | 44396.6576 |  | 47016.0604 |  | 60077.122 |  | 63225.1632 |  | 67741.05 |  |  | 60613.8
The rates are proposed for normal soil conditions. In case of soft rock & hard rock, the rates of pit digging will be taken as two times and ten times respectively as compared to the rates applicable for normal soil.

## DL-3
LABOUR SCHEDULE DL-3 (E-1)
LABOUR SCHEDULE FOR CONVERSION OF LT LINE INTO 11 kV LINE
S. No. | Particular | Unit | Qty. | Year 2015-16 |  | Year 2016-17 |  | Year 2017-18 |  | Year 2018-19 |  | Year 2019-20 |  | 2020-21
|  |  |  | Rate | Amount | Rate | Amount | Rate | Amount | Rate | Amount | Rate | Amount | Rate | Amount
1 | Survey | Km. | 1 | 1506.706 | 1506.706 | 1600.3794 | 1600.3794 | 1694.8018 | 1694.8018 | 2165.6177 | 2165.6177 | 2279.0961 | 2279.0961 | 2500 | 2500
2 | Tree cutting | Km. | 1
3 | Approach Clearance | Km. | 1
4 | Pit digging for 140 Kg PCC pole | No. | 1 | 200.8941 | 200.8941 | 213.3839 | 213.3839 | 225.9736 | 225.9736 | 288.749 | 288.749 | 303.8795 | 303.8795 | 325 | 325
5 | Transportation of PCC pole from road side to pole pit. | No. | 1 | 200.8941 | 200.8941 | 213.3839 | 213.3839 | 225.9736 | 225.9736 | 288.749 | 288.749 | 303.8795 | 303.8795 | 300 | 300
6 | Pole erection complete earthing | No. | 1 | 502.2353 | 502.2353 | 533.4598 | 533.4598 | 564.9339 | 564.9339 | 721.8726 | 721.8726 | 759.6987 | 759.6987 | 1000 | 1000
7 | Dismantalling of L.T. cross arm | No. | 17 | 46.2056 | 785.496 | 49.0783 | 834.3311 | 51.9739 | 883.5566 | 66.4123 | 1129.0087 | 69.8923 | 1188.1687 | 69.89 | 1188.13
8 | Dismantalling of L.T. conductor 3 Phase 4 wire | Km. | 4 | 1104.9177 | 4419.6708 | 1173.6115 | 4694.4462 | 1242.8546 | 4971.4185 | 1588.1196 | 6352.4785 | 1671.3371 | 6685.3484 | 1871.34 | 7485.36
9 | Shifting of material to pole pits | No. | 17 | 40.1788 | 683.04 | 42.6768 | 725.5053 | 45.1947 | 768.3101 | 57.7498 | 981.7467 | 60.7759 | 1033.1902 | 60.78 | 1033.26
10 | V cross arm and top clamp fixing complete | No. | 17 | 60.2682 | 1024.5601 | 64.0152 | 1088.258 | 67.7921 | 1152.4652 | 86.6247 | 1472.62 | 91.1638 | 1549.7853 | 91.16 | 1549.72
11 | Earthing of metallic parts (V-cross and top clamp) | No. | 17 | 140.6259 | 2390.6401 | 149.3687 | 2539.2686 | 158.1815 | 2689.0855 | 202.1243 | 3436.1134 | 212.7156 | 3616.1657 | 212.72 | 3616.24
12 | Pin insulator fixing with GI pin | No. | 51 | 14.0626 | 717.192 | 14.9369 | 761.7806 | 15.8181 | 806.7256 | 20.2124 | 1030.834 | 21.2716 | 1084.8497 | 21.27 | 1084.77
13 | Anti climbing devices and danger board. | No. | 17 | 50.2235 | 853.8 | 53.346 | 906.8816 | 56.4934 | 960.3877 | 72.1873 | 1227.1834 | 75.9699 | 1291.4878 | 75.97 | 1291.49
14 | Painting of cross arm, pole and numbering of poles | No. | 17 | 50.2235 | 853.8 | 53.346 | 906.8816 | 56.4934 | 960.3877 | 72.1873 | 1227.1834 | 75.9699 | 1291.4878 | 75.97 | 1291.49
15 | Stringing of line weasel / Rabbit all three conductor with binding on insulators | Km. | 1 | 6629.5062 | 6629.5062 | 7041.6692 | 7041.6692 | 7457.1277 | 7457.1277 | 9528.7178 | 9528.7178 | 10028.0226 | 10028.0226 | 9000 | 9000
16 | Carpet guarding. | No. | 1 | 1004.4706 | 1004.4706 | 1066.9196 | 1066.9196 | 1129.8678 | 1129.8678 | 1443.7451 | 1443.7451 | 1519.3974 | 1519.3974 | 1519.4 | 1519.4
17 | Twisting of jointing sleeves | No. | 3 | 44.1967 | 132.5901 | 46.9445 | 140.8334 | 49.7142 | 149.1426 | 63.5248 | 190.5744 | 66.8535 | 200.5605 | 66.85 | 200.55
18 | Re-aligning of leaning PCC pole | No. | 5 | 261.1624 | 1305.8118 | 277.3991 | 1386.9955 | 293.7656 | 1468.8282 | 375.3737 | 1876.8687 | 395.0433 | 1975.2166 | 495.04 | 2475.2
| TOTAL |  |  |  | 23211.3075 |  | 24654.3777 |  | 26108.986 |  | 33362.0623 |  | 35110.2344 |  | 35860.61
Note:- In 3 Phase 4 Wire LT system, 4th conductor i.e. neutral conductor will be returned to area stores and depreciated value of neutral conductor will be reduced at the time of estimate framing. L.T. R, Y and B Phase conductor will be reutilised and where ever new conductor for 11 kV line required, the same may be incorporated in the estimate.

## DL-4
LABOUR SCHEDULE DL-4
LABOUR SCHEDULE PER KM. OF LT LINE CONVERSION MAX. SPAN OF 45 MTR.
S. No. | Particulars | Unit | Rate Year 2015-16 | 1 Ph. 2 Wire to 1 Ph. 3 Wire Conversion |  | 1 Ph. 2 Wire to 3 Ph. 4 Wire Conversion |  | 1 Ph. 3 Wire to 3 Ph. 4 Wire Conversion |  | 1 Ph. 3 Wire to 3 Ph. 5 Wire Conversion |  | Rate Year 2016-17 | 1 Ph. 2 Wire to 1 Ph. 3 Wire Conversion |  | 1 Ph. 2 Wire to 3 Ph. 4 Wire Conversion |  | 1 Ph. 3 Wire to 3 Ph. 4 Wire Conversion |  | 1 Ph. 3 Wire to 3 Ph. 5 Wire Conversion |  | Rate Year 2017-18 | 1 Ph. 2 Wire to 1 Ph. 3 Wire Conversion |  | 1 Ph. 2 Wire to 3 Ph. 4 Wire Conversion |  | 1 Ph. 3 Wire to 3 Ph. 4 Wire Conversion |  | 1 Ph. 3 Wire to 3 Ph. 5 Wire Conversion |  | Year 2018-19 | 1 Ph. 2 Wire to 1 Ph. 3 Wire Conversion |  | 1 Ph. 2 Wire to 3 Ph. 4 Wire Conversion |  | 1 Ph. 3 Wire to 3 Ph. 4 Wire Conversion |  | 1 Ph. 3 Wire to 3 Ph. 5 Wire Conversion |  | Year 2019-20 | 1 Ph. 2 Wire to 1 Ph. 3 Wire Conversion |  | 1 Ph. 2 Wire to 3 Ph. 4 Wire Conversion |  | 1 Ph. 3 Wire to 3 Ph. 4 Wire Conversion |  | 1 Ph. 3 Wire to 3 Ph. 5 Wire Conversion |  | Rate 2020-21 | 1 Ph. 2 Wire to 1 Ph. 3 Wire Conversion |  | 1 Ph. 2 Wire to 3 Ph. 4 Wire Conversion |  | 1 Ph. 3 Wire to 3 Ph. 4 Wire Conversion |  | 1 Ph. 3 Wire to 3 Ph. 5 Wire Conversion
|  |  |  | Year 2015-16 |  | Year 2015-16 |  | Year 2015-16 |  | Year 2015-16 |  |  | Year 2016-17 |  | Year 2016-17 |  | Year 2016-17 |  | Year 2016-17 |  |  | Year 2017-18 |  | Year 2017-18 |  | Year 2017-18 |  | Year 2017-18 |  |  | Year 2018-19 |  | Year 2018-19 |  | Year 2018-19 |  | Year 2018-19 |  |  | Year 2019-20 | [8 empty] | 2020-21
|  |  |  | Qty. | Amount | Qty. | Amount | Qty. | Amount | Qty. | Amount |  | Qty. | Amount | Qty. | Amount | Qty. | Amount | Qty. | Amount |  | Qty. | Amount | Qty. | Amount | Qty. | Amount | Qty. | Amount |  | Qty. | Amount | Qty. | Amount | Qty. | Amount | Qty. | Amount |  | Qty. | Amount | Qty. | Amount | Qty. | Amount | Qty. | Amount |  | Qty. | Amount | Qty. | Amount | Qty. | Amount | Qty. | Amount
1 | Shifting of materials to pole-pit | No. | 50.2235 | 22 | 1104.9177 | 22 | 1104.9177 | 22 | 1104.9177 | 22 | 1104.9177 | 53.346 | 22 | 1173.6115 | 22 | 1173.6115 | 22 | 1173.6115 | 22 | 1173.6115 | 56.4934 | 22 | 1242.8546 | 22 | 1242.8546 | 22 | 1242.8546 | 22 | 1242.8546 | 72.1873 | 22 | 1588.1196 | 22 | 1588.1196 | 22 | 1588.1196 | 22 | 1588.1196 | 75.9699 | 22 | 1671.3371 | 22 | 1671.3371 | 22 | 1671.3371 | 22 | 1671.3371 | 75.97 | 22 | 1671.34 | 22 | 1671.34 | 22 | 1671.34 | 22 | 1671.34
2 | Fixing of LT cross arm & shackle insulator per location | No. | 90.4024 | 24 | 2169.6566 | 24 | 2169.6566 | 24 | 2169.6566 | 24 | 2169.6566 | 96.0228 | 24 | 2304.5463 | 24 | 2304.5463 | 24 | 2304.5463 | 24 | 2304.5463 | 101.6881 | 24 | 2440.5145 | 24 | 2440.5145 | 24 | 2440.5145 | 24 | 2440.5145 | 129.9371 | 24 | 3118.4895 | 24 | 3118.4895 | 24 | 3118.4895 | 24 | 3118.4895 | 136.7458 | 24 | 3281.8983 | 24 | 3281.8983 | 24 | 3281.8983 | 24 | 3281.8983 | 130 | 24 | 3120 | 24 | 3120 | 24 | 3120 | 24 | 3120
3 | Painting of LT cross arm | No. | 20.0894 | 24 | 482.1459 | 24 | 482.1459 | 24 | 482.1459 | 24 | 482.1459 | 21.3384 | 24 | 512.1214 | 24 | 512.1214 | 24 | 512.1214 | 24 | 512.1214 | 22.5974 | 24 | 542.3366 | 24 | 542.3366 | 24 | 542.3366 | 24 | 542.3366 | 28.8749 | 24 | 692.9977 | 24 | 692.9977 | 24 | 692.9977 | 24 | 692.9977 | 30.3879 | 24 | 729.3107 | 24 | 729.3107 | 24 | 729.3107 | 24 | 729.3107 | 24 | 24 | 576 | 24 | 576 | 24 | 576 | 24 | 576
4 | Stringing of conductor | Each wire | 4258.9555 | 1 | 4258.9555 | 2 | 8517.911 | 1 | 4258.9555 | 2 | 8517.911 | 4523.739 | 1 | 4523.739 | 2 | 9047.4781 | 1 | 4523.739 | 2 | 9047.4781 | 4790.6396 | 1 | 4790.6396 | 2 | 9581.2793 | 1 | 4790.6396 | 2 | 9581.2793 | 6121.4793 | 1 | 6121.4793 | 2 | 12242.9586 | 1 | 6121.4793 | 2 | 12242.9586 | 6442.2448 | 1 | 6442.2448 | 2 | 12884.4897 | 1 | 6442.2448 | 2 | 12884.4897 | 6542.24 | 1 | 6542.24 | 2 | 13084.48 | 1 | 6542.24 | 2 | 13084.48
5 | Diamond guarding | No. | 32.1431 | 44 | 1414.2947 | 44 | 1414.2947 | 44 | 1414.2947 | 44 | 1414.2947 | 34.1414 | 44 | 1502.2228 | 44 | 1502.2228 | 44 | 1502.2228 | 44 | 1502.2228 | 36.1558 | 44 | 1590.8539 | 44 | 1590.8539 | 44 | 1590.8539 | 44 | 1590.8539 | 46.1998 | 44 | 2032.7931 | 44 | 2032.7931 | 44 | 2032.7931 | 44 | 2032.7931 | 48.6207 | 44 | 2139.3115 | 44 | 2139.3115 | 44 | 2139.3115 | 44 | 2139.3115 | 48.62 | 44 | 2139.28 | 44 | 2139.28 | 44 | 2139.28 | 44 | 2139.28
| TOTAL |  |  |  | 9429.9703 |  | 13688.9259 |  | 9429.9703 |  | 13688.9259 |  |  | 10016.241 |  | 14539.9801 |  | 10016.241 |  | 14539.9801 |  |  | 10607.1993 |  | 15397.8389 |  | 10607.1993 |  | 15397.8389 |  |  | 13553.8792 |  | 19675.3585 |  | 13553.8792 |  | 19675.3585 |  |  | 14264.1025 |  | 20706.3473 |  | 14264.1025 |  | 20706.3473 |  |  | 14048.86 |  | 20591.1 |  | 14048.86 |  | 20591.1

## DL-5
LABOUR SCHEDULE DL-5 (E-2)
LABOUR SCHEDULE FOR CONVERSION OF 1 KM. 1 PHASE 3 WIRE LT LINE INTO 11 kV LINE
S. No. | Particulars | Unit | Qty. | Year 2015-16 |  | Year 2016-17 |  | Year 2017-18 |  | Year 2018-19 |  | Year 2019-20 |  | 2020-21
|  |  |  | Rate Rs. | Amount Rs. | Rate Rs. | Amount Rs. | Rate Rs. | Amount Rs. | Rate | Amount | Rate | Amount | Rate | Amount
1 | Survey | Km. | 1 | 1506.706 | 1506.706 | 1600.3794 | 1600.3794 | 1694.8018 | 1694.8018 | 2165.6177 | 2165.6177 | 2279.0961 | 2279.0961 | 2500 | 2500
2 | Tree cutting | Km. | 1
3 | Approach Clearance | Km. | 1
4 | Pit digging for 140 Kg PCC pole | No. | 1 | 200.8941 | 200.8941 | 213.3839 | 213.3839 | 225.9736 | 225.9736 | 288.749 | 288.749 | 303.8795 | 303.8795 | 325 | 325
5 | Transportation of PCC pole from road side to pole pit. | No. | 1 | 200.8941 | 200.8941 | 213.3839 | 213.3839 | 225.9736 | 225.9736 | 288.749 | 288.749 | 303.8795 | 303.8795 | 300 | 300
6 | Pole erection complete with earthing | No. | 1 | 502.2353 | 502.2353 | 533.4598 | 533.4598 | 564.9339 | 564.9339 | 721.8726 | 721.8726 | 759.6987 | 759.6987 | 1000 | 1000
7 | Dismantling of L.T. Cross arm. | No. | 22 | 46.2056 | 1016.5243 | 49.0783 | 1079.7226 | 51.9739 | 1143.4263 | 66.4123 | 1461.0701 | 69.8923 | 1537.6301 | 69.89 | 1537.58
8 | Dismantling of LT conductor 3 phase 4 wire | Km. | 3 | 1104.9177 | 3314.7531 | 1173.6115 | 3520.8346 | 1242.8546 | 3728.5639 | 1588.1196 | 4764.3589 | 1671.3371 | 5014.0113 | 2000 | 6000
9 | Shifting of materials to pole pits. | No. | 22 | 40.1788 | 883.9342 | 42.6768 | 938.8892 | 45.1947 | 994.2837 | 57.7498 | 1270.4957 | 60.7759 | 1337.0697 | 60.78 | 1337.16
10 | V - Cross arm and top clamp fixing complete. | No. | 22 | 60.2682 | 1325.9012 | 64.0152 | 1408.3338 | 67.7921 | 1491.4255 | 86.6247 | 1905.7436 | 91.1638 | 2005.6045 | 91.16 | 2005.52
11 | Earthing of metallic parts. (V - cross and top clamp) | No. | 22 | 140.6259 | 3093.7696 | 149.3687 | 3286.1123 | 158.1815 | 3479.9929 | 202.1243 | 4446.735 | 212.7156 | 4679.7439 | 212.72 | 4679.84
12 | Pin Insulator fixing with GI pins. | No. | 66 | 14.0626 | 928.1309 | 14.9369 | 985.8337 | 15.8181 | 1043.9979 | 20.2124 | 1334.0205 | 21.2716 | 1403.9232 | 21.27 | 1403.82
13 | Anti Climbing devices and danger board fixing | No. | 22 | 50.2235 | 1104.9177 | 53.346 | 1173.6115 | 56.4934 | 1242.8546 | 72.1873 | 1588.1196 | 75.9699 | 1671.3371 | 75.97 | 1671.34
14 | Painting of cross arm, pole and numbering of poles | No. | 22 | 50.2235 | 1104.9177 | 53.346 | 1173.6115 | 56.4934 | 1242.8546 | 72.1873 | 1588.1196 | 75.9699 | 1671.3371 | 75.97 | 1671.34
15 | Stringing of line Weasel / Rabbit all three conductor with binding on insulators. | Km. | 1 | 6629.5062 | 6629.5062 | 7041.6692 | 7041.6692 | 7457.1277 | 7457.1277 | 9528.7178 | 9528.7178 | 10028.0226 | 10028.0226 | 9000 | 9000
16 | Stringing of line squirrel conductor. | Km. | 1.03 | 2209.8354 | 2276.1305 | 2347.2231 | 2417.6398 | 2485.7092 | 2560.2805 | 3176.2393 | 3271.5264 | 3342.6742 | 3442.9544 | 3542.67 | 3648.9501
17 | Carpet guarding with stay. | No. | 1 | 1004.4706 | 1004.4706 | 1066.9196 | 1066.9196 | 1129.8678 | 1129.8678 | 1443.7451 | 1443.7451 | 1519.3974 | 1519.3974 | 1519.4 | 1519.4
18 | Carpet guarding without stay. | No. | 21 | 120.5365 | 2531.266 | 128.0303 | 2688.6373 | 135.5841 | 2847.267 | 173.2494 | 3638.2377 | 182.3277 | 3828.8814 | 200 | 4200
19 | Twisting for jointing sleeves | No. | 3 | 44.1967 | 132.5901 | 46.9445 | 140.8334 | 49.7142 | 149.1426 | 63.5248 | 190.5744 | 66.8535 | 200.5605 | 66.85 | 200.55
20 | Re-aligning of leaning PCC pole | No. | 5 | 261.1624 | 1305.8118 | 277.3991 | 1386.9955 | 293.7656 | 1468.8282 | 375.3737 | 1876.8687 | 395.0433 | 1975.2166 | 495.04 | 2475.2
21 | Laying of PVC insulated cable 16 sqmm 2 core unarmoured with 4 mm G.I. wire. | Mtr. | 10.5 | 472.1012 | 4957.0626 | 501.4522 | 5265.2481 | 531.0379 | 5575.8978 | 678.5602 | 7124.8822 | 714.1168 | 7498.226 | 514 | 5397
| TOTAL |  |  |  | 34020.416 |  | 36135.4993 |  | 38267.4938 |  | 48898.2036 |  | 51460.4694 |  | 50872.7001

## DL-6
LABOUR SCHEDULE DL-6 (E-3)
LABOUR SCHEDULE FOR CONVERSION OF 1 KM. 3 PHASE 5 WIRE LT LINE INTO 11 kV LINE
S. No. | Particulars | Unit | Qty. | Year 2015-16 |  | Year 2016-17 |  | Year 2017-18 |  | Year 2018-19 |  | Year 2019-20 |  | 2020-21
|  |  |  | Rate Rs. | Amount Rs. | Rate Rs. | Amount Rs. | Rate Rs. | Amount Rs. | Rate | Amount | Rate | Amount | Rate | Amount
1 | Survey | Km. | 1 | 1506.706 | 1506.706 | 1600.3794 | 1600.3794 | 1694.8018 | 1694.8018 | 2165.6177 | 2165.6177 | 2279.0961 | 2279.0961 | 2500 | 2500
2 | Tree cutting | Km. | 1
3 | Approach Clearance | Km. | 1
4 | Pit digging for 140 Kg PCC pole | No. | 1 | 200.8941 | 200.8941 | 213.3839 | 213.3839 | 225.9736 | 225.9736 | 288.749 | 288.749 | 303.8795 | 303.8795 | 325 | 325
5 | Transportation of PCC pole from road side to pole pit. | No. | 1 | 200.8941 | 200.8941 | 213.3839 | 213.3839 | 225.9736 | 225.9736 | 288.749 | 288.749 | 303.8795 | 303.8795 | 300 | 300
6 | Pole erection complete with earthing | No. | 1 | 502.2353 | 502.2353 | 533.4598 | 533.4598 | 564.9339 | 564.9339 | 721.8726 | 721.8726 | 759.6987 | 759.6987 | 1000 | 1000
7 | Dismantling of L.T. cross arm. | No. | 22 | 46.2056 | 1016.5243 | 49.0783 | 1079.7226 | 51.9739 | 1143.4263 | 66.4123 | 1461.0701 | 69.8923 | 1537.6301 | 69.89 | 1537.58
8 | Dismantling of LT conductor 3 phase 4 wire | Km. | 5 | 1104.9177 | 5524.5885 | 1173.6115 | 5868.0577 | 1242.8546 | 6214.2731 | 1588.1196 | 7940.5982 | 1671.3371 | 8356.6855 | 2000 | 10000
9 | Shifting of materials to pole pits. | No. | 22 | 40.1788 | 883.9342 | 42.6768 | 938.8892 | 45.1947 | 994.2837 | 57.7498 | 1270.4957 | 60.7759 | 1337.0697 | 60.78 | 1337.16
10 | V - Cross arm and top clamp fixing complete. | No. | 22 | 60.2682 | 1325.9012 | 64.0152 | 1408.3338 | 67.7921 | 1491.4255 | 86.6247 | 1905.7436 | 91.1638 | 2005.6045 | 91.16 | 2005.52
11 | Earthing of metallic parts (V - cross and top clamp) | No. | 17 | 140.6259 | 2390.6401 | 149.3687 | 2539.2686 | 158.1815 | 2689.0855 | 202.1243 | 3436.1134 | 212.7156 | 3616.1657 | 212.72 | 3616.24
12 | Pin Insulator fixing with GI pins. | No. | 66 | 14.0626 | 928.1309 | 14.9369 | 985.8337 | 15.8181 | 1043.9979 | 20.2124 | 1334.0205 | 21.2716 | 1403.9232 | 21.27 | 1403.82
13 | Anti Climbing devices and danger board fixing | No. | 22 | 50.2235 | 1104.9177 | 53.346 | 1173.6115 | 56.4934 | 1242.8546 | 72.1873 | 1588.1196 | 75.9699 | 1671.3371 | 75.97 | 1671.34
14 | Painting of cross arm, pole and numbering of poles | No. | 22 | 50.2235 | 1104.9177 | 53.346 | 1173.6115 | 56.4934 | 1242.8546 | 72.1873 | 1588.1196 | 75.9699 | 1671.3371 | 75.97 | 1671.34
15 | Stringing of line Weasel / Rabbit all three conductor with binding on insulators. | Km. | 1 | 6629.5062 | 6629.5062 | 7041.6692 | 7041.6692 | 7457.1277 | 7457.1277 | 9528.7178 | 9528.7178 | 10028.0226 | 10028.0226 | 9000 | 9000
16 | Stringing of line squirrel Conductor. | Km. | 1.03 | 2209.8354 | 2276.1305 | 2347.2231 | 2417.6398 | 2485.7092 | 2560.2805 | 3176.2393 | 3271.5264 | 3342.6742 | 3442.9544 | 3542.67 | 3648.9501
17 | Carpet guarding with stay | No. | 1 | 1004.4706 | 1004.4706 | 1066.9196 | 1066.9196 | 1129.8678 | 1129.8678 | 1443.7451 | 1443.7451 | 1519.3974 | 1519.3974 | 1519.4 | 1519.4
18 | Carpet guarding without stay. | No. | 21 | 120.5365 | 2531.266 | 128.0303 | 2688.6373 | 135.5841 | 2847.267 | 173.2494 | 3638.2377 | 182.3277 | 3828.8814 | 200 | 4200
19 | Twisting for jointing sleeves | No. | 3 | 44.1967 | 132.5901 | 46.9445 | 140.8334 | 49.7142 | 149.1426 | 63.5248 | 190.5744 | 66.8535 | 200.5605 | 66.85 | 200.55
20 | Re-aligning of leaning PCC pole | No. | 5 | 261.1624 | 1305.8118 | 277.3991 | 1386.9955 | 293.7656 | 1468.8282 | 375.3737 | 1876.8687 | 395.0433 | 1975.2166 | 495.04 | 2475.2
21 | Laying of PVC insulated cable 16 Sqmm 2 Core unarmoured with 4 mm G.I. wire | Mtr. | 10.5 | 4.7203 | 4956.3251 | 5.0138 | 5264.4647 | 5.3096 | 55.7507 | 6.7846 | 71.2382 | 714 | 7497 | 514 | 5397
| TOTAL |  |  |  | 35526.3844 |  | 37735.0953 |  | 34442.1484 |  | 44010.1773 |  | 53738.3395 |  | 53809.1001

## DL-6 (A)
LABOUR SCHEDULE DL-6 (A)
LABOUR SCHEDULE FOR REPLACEMENT OF EXISTING 1 KM. 3 PHASE 5 WIRE L.T. LINE ON BARE CONDUCTOR WITH A.B. CABLE FOR URBAN AREA
S. No. | Particulars | Unit | Qty. | Year 2015-16 |  | Year 2016-17 |  | Year 2017-18 |  | Year 2018-19 |  | Year 2019-20 |  | 2020-21
|  |  |  | Using 1100 V grade AB Cable 3x50+1x25+1x35 sqmm. |  | Using 1100 V grade AB Cable 3x50+1x25+1x35 sqmm. |  | Using 1100 V grade AB Cable 3x50+1x25+1x35 sqmm. |  | Using 1100 V grade AB Cable 3x50+1x25+1x35 sqmm. |  | Using 1100 V grade AB Cable 3x50+1x25+1x35 sqmm. |  | Using 1100 V grade AB Cable 3x50+1x25+1x35 sqmm.
|  |  |  | Rate Rs. | Amount Rs. | Rate Rs. | Amount Rs. | Rate Rs. | Amount Rs. | Rate | Amount | Rate | Amount | Rate | Amount
1 | Survey | Km. | 1 | 3013.414 | 3013.414 | 3220.0288 | 3220.0288 | 3410.0105 | 3410.0105 | 4357.3114 | 4357.3114 | 4585.6345 | 4585.6345 | 2500 | 2500
2 | Tree cutting | Km. | 1
3 | Approach Clearance | Km. | 1
4 | Shifting of materials to pole pits. | No. | 20 | 40.1788 | 803.5765 | 42.6768 | 853.5357 | 45.1947 | 903.8943 | 57.7498 | 1154.9961 | 60.7759 | 1215.5179 | 60.78 | 1215.52
5 | Fixing of LT clamps complete per location including service ring, Distrbution box , piercing connector | No. | 30 | 50.2182 | 1506.5467 | 53.3403 | 1600.2102 | 56.4874 | 1694.6226 | 72.1796 | 2165.3888 | 75.9618 | 2278.8552 | 75.96 | 2278.86
6 | Straight through Jointing | No. | 20 | 60.2642 | 1205.2849 | 64.0109 | 1280.2186 | 67.7876 | 1355.7515 | 86.619 | 1732.3793 | 91.1578 | 1823.156 | 91.16 | 1823.16
7 | Stringing of 3 Phase 5 Wire (Cable ) | Each | 1 | 10848.2407 | 10848.2407 | 11522.6866 | 11522.6866 | 12202.5252 | 12202.5252 | 15592.3866 | 15592.3866 | 16409.4277 | 16409.4277 | 16000 | 16000
8 | Dismentling of Bare Conductor (50% of Transport & Labour Charges other than Dismentling ) |  | 0 | 0 | 11490.3666 | 0 | 12204.74 | 0 | 12924.8197 | 0 | 16515.3346 | 0 | 17380.7381 | 0 | 17380.74
| TOTAL |  |  | 0 | 28867.4294 | 0 | 30681.4199 | 0 | 32491.6237 | 0 | 41517.7968 |  | 43693.3293 |  | 41198.28
9 | Transportation Charges |  | 1 | 5042.3445 | 5042.3445 | 5355.8321 | 5355.8321 | 5671.8262 | 5671.8262 | 7247.4595 | 7247.4595 | 7627.23 | 7627.23 |  | 7627.23
| Grand Total |  |  |  | 33909.7739 |  | 36037.2521 |  | 38163.4499 |  | 48765.2563 |  | 51320.5593 |  | 48825.51
| Grand Total (ROUND OFF) | [5 empty] | 36037 |  | 38163 |  | 48765 |  | 51321 |  | 48826

## DL-6 (B)
LABOUR SCHEDULE DL-6 (B)
LABOUR SCHEDULE FOR ADDITIONAL L.T. MID SPAN JOIST SUPPORT WITH A.B. CABLE
S. No. | Particulars | Unit | Qty. | Rate for 2015-2016 |  | Rate for 2016-2017 |  | Rate for 2017-2018 |  | Year 2018-19 |  | Year 2019-20 |  | 2020-21
|  |  |  | Rate | Amount | Rate | Amount | Rate | Amount | Rate | Amount | Rate | Amount | Rate | Amount
1 | Pit digging | No. | 1 | 200.8941 | 200.8941 | 213.3839 | 213.3839 | 225.9736 | 225.9736 | 288.749 | 288.749 | 303.8795 | 303.8795 | 325 | 325
2 | Shifting of materials to pole pits | No. | 1 | 40.1788 | 40.1788 | 42.6768 | 42.6768 | 45.1947 | 45.1947 | 57.7498 | 57.7498 | 60.7759 | 60.7759 | 60.78 | 60.78
3 | Transportation of pole from road side to pole pit for a lead of 1 Km. | No. | 1 | 200.8941 | 200.8941 | 213.3839 | 213.3839 | 225.9736 | 225.9736 | 288.749 | 288.749 | 303.8795 | 303.8795 | 300 | 300
4 | Fixing of LT clamps complete per location including Service ring, Distribution box, piercing connector,etc. | No. | 1 | 50.2235 | 50.2235 | 53.346 | 53.346 | 56.4934 | 56.4934 | 72.1873 | 72.1873 | 75.9699 | 75.9699 | 75.97 | 75.97
5 | Pole erection complete with earthing | No. | 1 | 502.2353 | 502.2353 | 533.4598 | 533.4598 | 564.9339 | 564.9339 | 721.8726 | 721.8726 | 759.6987 | 759.6987 | 800 | 800
6 | Concreting of base pad and pole | Cft. | 18 | 16.0715 | 289.2875 | 17.0707 | 307.2728 | 18.0779 | 325.4019 | 23.0999 | 415.7986 | 24.3104 | 437.5864 | 0 | 0
7 | Painting of cross arm and numbering of poles. | No. | 1 | 40.1788 | 40.1788 | 42.6768 | 42.6768 | 45.1947 | 45.1947 | 57.7498 | 57.7498 | 60.7759 | 60.7759 | 350 | 350
| TOTAL |  |  |  | 1323.8923 |  | 1406.2 |  | 1489.1658 |  | 1902.8561 |  | 2002.5657 |  | 1911.75
| Transportation Charges |  |  |  | 586.4539
The rates are proposed for normal soil conditions. In case of soft rock & hard rock, the rates of pit digging will be taken as two times and ten times respectively as compare to the rates applicable for normal soil.

## DL-7
COST SCHEDULE -- DL - 7
1 kM OF 3 PHASE 5 WIRE LINE ON 140 KG. PCC POLE 8 MTR. LONG USING AB XLPE CABLE FOR RURAL AREAS WITH MAXIMUM SPAN 50 MTRS. AND R.S. JOIST / H-BEAM POLE SUPPORT USING AB XLPE CABLE WITH MAXIMUM SPAN 50 METER URBAN AREA
|  |  |  | 2015-16 | [11 empty] | 2016-17 | [11 empty] | 2017-18 | [11 empty] | Year 2018-19 | [11 empty] | Year 2019-20 | [11 empty] | 2020-21
S. No. | PARTICULARS | Unit | Qty. | 140 Kg, 8.0 Mtr. long PCC support |  |  |  | RS Joist (175X85) mm 9.3 Mtr Long i.e. 19.495 kg/mtr x 9.3 mtr = 181.30 kg x 20 No = 3626.07 Kgs |  |  |  | H-BEAM 152x152 mm 37.1 Kg/Mtr 9.0 Mtr long i.e. 333.9 Kg/pole x 20 Nos = 6678 Kgs |  |  |  | 140 Kg, 8.0 Mtr. long PCC support |  |  |  | RS Joist (175X85) mm 9.3 Mtr Long i.e. 19.495 kg/mtr x 9.3 mtr = 181.30 kg x 20 No = 3626.07 Kgs |  |  |  | H-BEAM 152x152 mm 37.1 Kg/Mtr 9.0 Mtr long i.e. 333.9 Kg/pole x 20 Nos = 6678 Kgs |  |  |  | 140 Kg, 8.0 Mtr. long PCC support |  |  |  | RS Joist (175X85) mm 9.3 Mtr Long i.e. 19.495 kg/mtr x 9.3 mtr = 181.30 kg x 20 No = 3626.07 Kgs |  | RS Joist (175X85) mm 9.3 Mtr Long i.e. 19.495 kg/mtr x 9.3 mtr = 181.30 kg x 20 No = 3626.07 Kgs |  | H-BEAM 152x152 mm 37.1 Kg/Mtr 9.0 Mtr long i.e. 333.9 Kg/pole x 20 Nos = 6678 Kgs |  |  |  | 140 Kg, 8.0 Mtr. long PCC support |  |  |  | RS Joist (175X85) mm 9.3 Mtr Long i.e. 19.495 kg/mtr x 9.3 mtr = 181.30 kg x 20 No = 3626.07 Kgs |  |  |  | H-BEAM 152x152 mm 37.1 Kg/Mtr 9.0 Mtr long i.e. 333.9 Kg/pole x 20 Nos = 6678 Kgs |  |  |  | 140 Kg, 8.0 Mtr. long PCC support |  |  |  | RS Joist (175X85) mm 9.3 Mtr Long i.e. 19.495 kg/mtr x 9.3 mtr = 181.30 kg x 20 No = 3626.07 Kgs |  |  |  | H-BEAM 152x152 mm 37.1 Kg/Mtr 9.0 Mtr long i.e. 333.9 Kg/pole x 20 Nos = 6678 Kgs |  |  |  | 140 Kg, 8.0 Mtr. long PCC support |  |  |  | RS Joist (175X85) mm 9.3 Mtr Long i.e. 19.495 kg/mtr x 9.3 mtr = 181.30 kg x 20 No = 3626.07 Kgs |  |  |  | H-BEAM 152x152 mm 37.1 Kg/Mtr 9.0 Mtr long i.e. 333.9 Kg/pole x 20 Nos = 6678 Kgs
|  |  |  | Using 1100 V grade AB Cable 3x50 + 1x25 + 1x35 sqmm. |  | Using 1100 V grade AB Cable 3x35 + 1x16 + 1x35 sqmm. |  | Using 1100 V grade AB Cable 3x50 + 1x25 + 1x35 sqmm. |  | Using 1100 V grade AB Cable 3x35 + 1x16 + 1x35 sqmm. |  | Using 1100 V grade AB Cable 3x50 + 1x25 + 1x35 sqmm. |  | Using 1100 V grade AB Cable 3x35 + 1x16 + 1x35 sqmm. |  | Using 1100 V grade AB Cable 3x50 + 1x25 + 1x35 sqmm. |  | Using 1100 V grade AB Cable 3x35 + 1x16 + 1x35 sqmm. |  | Using 1100 V grade AB Cable 3x50 + 1x25 + 1x35 sqmm. |  | Using 1100 V grade AB Cable 3x35 + 1x16 + 1x35 sqmm. |  | Using 1100 V grade AB Cable 3x50 + 1x25 + 1x35 sqmm. |  | Using 1100 V grade AB Cable 3x35 + 1x16 + 1x35 sqmm. |  | Using 1100 V grade AB Cable 3x50 + 1x25 + 1x35 sqmm. |  | Using 1100 V grade AB Cable 3x35 + 1x16 + 1x35 sqmm. |  | Using 1100 V grade AB Cable 3x50 + 1x25 + 1x35 sqmm. |  | Using 1100 V grade AB Cable 3x35 + 1x16 + 1x35 sqmm. |  | Using 1100 V grade AB Cable 3x50 + 1x25 + 1x35 sqmm. |  | Using 1100 V grade AB Cable 3x35 + 1x16 + 1x35 sqmm. |  | Using 1100 V grade AB Cable 3x50 + 1x25 + 1x35 sqmm. |  | Using 1100 V grade AB Cable 3x35 + 1x16 + 1x35 sqmm. |  | Using 1100 V grade AB Cable 3x50 + 1x25 + 1x35 sqmm. |  | Using 1100 V grade AB Cable 3x35 + 1x16 + 1x35 sqmm. |  | Using 1100 V grade AB Cable 3x50 + 1x25 + 1x35 sqmm. |  | Using 1100 V grade AB Cable 3x35 + 1x16 + 1x35 sqmm. |  | Using 1100 V grade AB Cable 3x25 + 1x16 + 1x25 sqmm. |  | Using 1100 V grade AB Cable 3x70 + 1x16 + 1x50 sqmm. |  | Using 1100 V grade AB Cable 3x25 + 1x16 + 1x25 sqmm. |  | Using 1100 V grade AB Cable 3x70 + 1x16 + 1x50 sqmm. |  | Using 1100 V grade AB Cable 3x25 + 1x16 + 1x25 sqmm. |  | Using 1100 V grade AB Cable 3x70 + 1x16 + 1x50 sqmm. |  | Using 1100 V grade AB Cable 3x25 + 1x16 + 1x25 sqmm. |  | Using 1100 V grade AB Cable 3x70 + 1x16 + 1x50 sqmm. |  | Using 1100 V grade AB Cable 3x25 + 1x16 + 1x25 sqmm. |  | Using 1100 V grade AB Cable 3x70 + 1x16 + 1x50 sqmm. |  | Using 1100 V grade AB Cable 3x25 + 1x16 + 1x25 sqmm. |  | Using 1100 V grade AB Cable 3x70 + 1x16 + 1x50 sqmm.
|  |  |  | Rate | Amount | Rate | Amount | Rate | Amount | Rate | Amount | Rate | Amount | Rate | Amount | Rate | Amount | Rate | Amount | Rate | Amount | Rate | Amount | Rate | Amount | Rate | Amount | Rate | Amount | Rate | Amount | Rate | Amount | Rate | Amount | Rate | Amount | Rate | Amount | Rate | Amount | Rate | Amount | Rate | Amount | Rate | Amount | Rate | Amount | Rate | Amount | Rate | Amount | Rate | Amount | Rate | Amount | Rate | Amount | Rate | Amount | Rate | Amount | Rate | Amount | Rate | Amount | Rate | Amount | Rate | Amount | Rate | Amount | Rate | Amount
1 | Survey | Km. | 1 | 0 | 3013.4126 | 0 | 3013.4126 | 0 | 3013.4126 | 0 | 3013.4126 |  | 3013.4126 |  | 3013.4126 | 0 | 3200.7594 | 0 | 3200.7594 | 0 | 3200.7594 | 0 | 3200.7594 |  | 3200.7594 |  | 3200.7594 | 0 | 3389.6042 | 0 | 3389.6042 | 0 | 3389.6042 | 0 | 3389.6042 | 0 | 3389.6042 | 0 | 3389.6042 | 4331.24 | 4331.2363 | 4331.24 | 4331.2363 | 4331.24 | 4331.2363 | 4331.24 | 4331.2363 | 4331.24 | 4331.2363 | 4331.24 | 4331.2363 | 4558.19 | 4558.1931 | 4558.19 | 4558.1931 | 4558.19 | 4558.1931 | 4558.19 | 4558.1931 | 4558.19 | 4558.1931 | 4558.19 | 4558.1931 | 2500 | 2500 | 2500 | 2500 | 2500 | 2500 | 2500 | 2500 | 2500 | 2500 | 2500 | 2500
2 | Tree cutting | Km. | 1
3 | Approach Clearance | Km. | 1
4 | Pit digging | No. | 20 | 200.8941 | 4017.8826 | 200.8941 | 4017.8826 | 200.8941 | 4017.8826 | 200.8941 | 4017.8826 | 200.8941 | 4017.8826 | 200.8941 | 4017.8826 | 213.3839 | 4267.6783 | 213.3839 | 4267.6783 | 213.3839 | 4267.6783 | 213.3839 | 4267.6783 | 213.3839 | 4267.6783 | 213.3839 | 4267.6783 | 225.9736 | 4519.4713 | 225.9736 | 4519.4713 | 225.9736 | 4519.4713 | 225.9736 | 4519.4713 | 225.9736 | 4519.4713 | 225.9736 | 4519.4713 | 288.749 | 5774.9805 | 288.749 | 5774.9805 | 288.749 | 5774.9805 | 288.749 | 5774.9805 | 288.749 | 5774.9805 | 288.749 | 5774.9805 | 303.8795 | 6077.5895 | 303.8795 | 6077.5895 | 303.8795 | 6077.5895 | 303.8795 | 6077.5895 | 303.8795 | 6077.5895 | 303.8795 | 6077.5895 | 325 | 6500 | 325 | 6500 | 325 | 6500 | 325 | 6500 | 325 | 6500 | 325 | 6500
5 | Shifting of materials to pole pits | No. | 20 | 40.1788 | 803.5765 | 40.1788 | 803.5765 | 40.1788 | 803.5765 | 40.1788 | 803.5765 | 40.1788 | 803.5765 | 40.1788 | 803.5765 | 42.6768 | 853.5357 | 42.6768 | 853.5357 | 42.6768 | 853.5357 | 42.6768 | 853.5357 | 42.6768 | 853.5357 | 42.6768 | 853.5357 | 45.1947 | 903.8943 | 45.1947 | 903.8943 | 45.1947 | 903.8943 | 45.1947 | 903.8943 | 45.1947 | 903.8943 | 45.1947 | 903.8943 | 57.7498 | 1154.9961 | 57.7498 | 1154.9961 | 57.7498 | 1154.9961 | 57.7498 | 1154.9961 | 57.7498 | 1154.9961 | 57.7498 | 1154.9961 | 60.7759 | 1215.5179 | 60.7759 | 1215.5179 | 60.7759 | 1215.5179 | 60.7759 | 1215.5179 | 60.7759 | 1215.5179 | 60.7759 | 1215.5179 | 67.78 | 1355.6 | 67.78 | 1355.6 | 67.78 | 1355.6 | 67.78 | 1355.6 | 67.78 | 1355.6 | 67.78 | 1355.6
6 | Stay Pit digging | No. | 12 | 180.8047 | 2169.6566 | 180.8047 | 2169.6566 | 180.8047 | 2169.6566 | 180.8047 | 2169.6566 | 180.8047 | 2169.6566 | 180.8047 | 2169.6566 | 192.0455 | 2304.5463 | 192.0455 | 2304.5463 | 192.0455 | 2304.5463 | 192.0455 | 2304.5463 | 192.0455 | 2304.5463 | 192.0455 | 2304.5463 | 203.3762 | 2440.5145 | 203.3762 | 2440.5145 | 203.3762 | 2440.5145 | 203.3762 | 2440.5145 | 203.3762 | 2440.5145 | 203.3762 | 2440.5145 | 259.8741 | 3118.4895 | 259.8741 | 3118.4895 | 259.8741 | 3118.4895 | 259.8741 | 3118.4895 | 259.8741 | 3118.4895 | 259.8741 | 3118.4895 | 273.4915 | 3281.8983 | 273.4915 | 3281.8983 | 273.4915 | 3281.8983 | 273.4915 | 3281.8983 | 273.4915 | 3281.8983 | 273.4915 | 3281.8983 | 290 | 3480 | 290 | 3480 | 300 | 3600 | 300 | 3600 | 300 | 3600 | 300 | 3600
7 | Transportation of pole from road side to pole pit for a lead of 1 Km. | No. | 20 | 200.8941 | 4017.8826 | 200.8941 | 4017.8826 | 200.8941 | 4017.8826 | 200.8941 | 4017.8826 | 200.8941 | 4017.8826 | 200.8941 | 4017.8826 | 213.3839 | 4267.6783 | 213.3839 | 4267.6783 | 213.3839 | 4267.6783 | 213.3839 | 4267.6783 | 213.3839 | 4267.6783 | 213.3839 | 4267.6783 | 225.9736 | 4519.4713 | 225.9736 | 4519.4713 | 225.9736 | 4519.4713 | 225.9736 | 4519.4713 | 225.9736 | 4519.4713 | 225.9736 | 4519.4713 | 288.749 | 5774.9805 | 288.749 | 5774.9805 | 288.749 | 5774.9805 | 288.749 | 5774.9805 | 288.749 | 5774.9805 | 288.749 | 5774.9805 | 303.8795 | 6077.5895 | 303.8795 | 6077.5895 | 303.8795 | 6077.5895 | 303.8795 | 6077.5895 | 303.8795 | 6077.5895 | 303.8795 | 6077.5895 | 300 | 6000 | 300 | 6000 | 300 | 6000 | 300 | 6000 | 300 | 6000 | 300 | 6000
8 | Fixing of LT clamps complete per location including Service ring, distribution box, piercing connector | No. | 20 | 50.2235 | 1004.4706 | 50.2235 | 1004.4706 | 50.2235 | 1004.4706 | 50.2235 | 1004.4706 | 50.2235 | 1004.4706 | 50.2235 | 1004.4706 | 53.346 | 1066.9196 | 53.346 | 1066.9196 | 53.346 | 1066.9196 | 53.346 | 1066.9196 | 53.346 | 1066.9196 | 53.346 | 1066.9196 | 56.4934 | 1129.8678 | 56.4934 | 1129.8678 | 56.4934 | 1129.8678 | 56.4934 | 1129.8678 | 56.4934 | 1129.8678 | 56.4934 | 1129.8678 | 72.1873 | 1443.7451 | 72.1873 | 1443.7451 | 72.1873 | 1443.7451 | 72.1873 | 1443.7451 | 72.1873 | 1443.7451 | 72.1873 | 1443.7451 | 75.9699 | 1519.3974 | 75.9699 | 1519.3974 | 75.9699 | 1519.3974 | 75.9699 | 1519.3974 | 75.9699 | 1519.3974 | 75.9699 | 1519.3974 | 75.97 | 1519.4 | 75.97 | 1519.4 | 75.97 | 1519.4 | 75.97 | 1519.4 | 75.97 | 1519.4 | 75.97 | 1519.4
9 | Pole erection complete with earthing | No. | 20 | 502.2353 | 10044.7064 | 502.2353 | 10044.7064 | 502.2353 | 10044.7064 | 502.2353 | 10044.7064 | 502.2353 | 10044.7064 | 502.2353 | 10044.7064 | 533.4598 | 10669.1958 | 533.4598 | 10669.1958 | 533.4598 | 10669.1958 | 533.4598 | 10669.1958 | 533.4598 | 10669.1958 | 533.4598 | 10669.1958 | 564.9339 | 11298.6784 | 564.9339 | 11298.6784 | 564.9339 | 11298.6784 | 564.9339 | 11298.6784 | 564.9339 | 11298.6784 | 564.9339 | 11298.6784 | 721.8726 | 14437.4512 | 721.8726 | 14437.4512 | 721.8726 | 14437.4512 | 721.8726 | 14437.4512 | 721.8726 | 14437.4512 | 721.8726 | 14437.4512 | 759.6987 | 15193.9737 | 759.6987 | 15193.9737 | 759.6987 | 15193.9737 | 759.6987 | 15193.9737 | 759.6987 | 15193.9737 | 759.6987 | 15193.9737 | 1000 | 20000 | 1000 | 20000 | 1000 | 20000 | 1000 | 20000 | 1400 | 28000 | 1400 | 28000
10 | Concreting of stay and base pad for poles | Cft. | 119 | 16.0715 | 1912.5121 | 16.0715 | 1912.5121 | 16.0715 | 0 | 16.0715 | 0 | 16.0715 | 0 | 16.0715 | 0 | 17.0707 | 2031.4149 | 17.0707 | 2031.4149 | 17.0707 | 0 | 17.0707 | 0 | 17.0707 | 0 | 17.0707 | 0 | 18.0779 | 2151.2684 | 18.0779 | 2151.2684 | 18.0779 | 0 | 18.0779 | 0 | 18.0779 | 0 | 18.0779 | 0 | 23.0999 | 2748.8907 | 23.0999 | 2748.8907 | 23.0999 | 0 | 23.0999 | 0 | 23.0999 | 0 | 23.0999 | 0 | 24.3104 | 2892.9326 | 24.3104 | 2892.9326 | 0 | 0 | 0 | 0 | 0 | 0 | 0 | 0 | 24.31 | 2892.89 | 24.31 | 2892.89 | 24.31 | 2892.89 | 24.31 | 2892.89 | 24.31 | 2892.89 | 24.31 | 2892.89
11 | Concreting of stay and pole | Cft. | 299 | 0 | 0 | 0 | 0 | 16.0715 | 4805.3875 | 16.0715 | 4805.3875 | 16.0715 | 0 | 16.0715 | 0 | 0 | 0 | 0 | 0 | 17.0707 | 5104.1433 | 17.0707 | 5104.1433 | 17.0707 | 0 | 17.0707 | 0 | 0 | 0 | 0 | 0 | 18.0779 | 5405.2877 | 18.0779 | 5405.2877 | 18.0779 | 0 | 18.0779 | 0 | 0 | 0 | 0 | 0 | 23.0999 | 6906.8767 | 23.0999 | 6906.8767 | 23.0999 | 0 | 23.0999 | 0 | 0 | 0 | 0 | 0 | 24.3104 | 7268.797 | 24.3104 | 7268.797 | 0 | 0 | 0 | 0 | 0 | 0 | 0 | 0 | 0 | 0 | 0 | 0 | 0 | 0 | 0 | 0
12 | Concreting of stay and pole | Cft. | 440 | 0 | 0 | 0 | 0 | 16.0715 | 0 | 16.0715 | 0 | 16.0715 | 7071.4733 | 16.0715 | 7071.4733 | 0 | 0 | 0 | 0 | 17.0707 | 0 | 17.0707 | 0 | 17.0707 | 7511.1139 | 17.0707 | 7511.1139 | 0 | 0 | 0 | 0 | 18.0779 | 0 | 18.0779 | 0 | 18.0779 | 7954.2696 | 18.0779 | 7954.2696 | 0 | 0 | 0 | 0 | 23.0999 | 0 | 23.0999 | 0 | 23.0999 | 10163.9657 | 23.0999 | 10163.9657 | 0 | 0 | 0 | 0 | 0 | 0 | 0 | 0 | 24.3104 | 10696.5575 | 24.3104 | 10696.5575 | 0 | 0 | 0 | 0 | 0 | 0 | 0 | 0 | 0 | 0 | 0 | 0
13 | Stay erection complete | No. | 12 | 140.6259 | 1687.5107 | 140.6259 | 1687.5107 | 140.6259 | 1687.5107 | 140.6259 | 1687.5107 | 140.6259 | 1687.5107 | 140.6259 | 1687.5107 | 149.3687 | 1792.4249 | 149.3687 | 1792.4249 | 149.3687 | 1792.4249 | 149.3687 | 1792.4249 | 149.3687 | 1792.4249 | 149.3687 | 1792.4249 | 158.1815 | 1898.178 | 158.1815 | 1898.178 | 158.1815 | 1898.178 | 158.1815 | 1898.178 | 158.1815 | 1898.178 | 158.1815 | 1898.178 | 202.1243 | 2425.4918 | 202.1243 | 2425.4918 | 202.1243 | 2425.4918 | 202.1243 | 2425.4918 | 202.1243 | 2425.4918 | 202.1243 | 2425.4918 | 212.7156 | 2552.5876 | 212.7156 | 2552.5876 | 212.7156 | 2552.5876 | 212.7156 | 2552.5876 | 212.7156 | 2552.5876 | 212.7156 | 2552.5876 | 200 | 2400 | 200 | 2400 | 200 | 2400 | 200 | 2400 | 200 | 2400 | 200 | 2400
14 | Painting of cross arm and numbering of poles. | No. | 20 | 40.1788 | 803.5765 | 40.1788 | 803.5765 | 200.8941 | 4017.8826 | 200.8941 | 4017.8826 | 200.8941 | 4017.8826 | 200.8941 | 4017.8826 | 42.6768 | 853.5357 | 42.6768 | 853.5357 | 213.3839 | 4267.6783 | 213.3839 | 4267.6783 | 213.3839 | 4267.6783 | 213.3839 | 4267.6783 | 45.1947 | 903.8943 | 45.1947 | 903.8943 | 225.9736 | 4519.4713 | 225.9736 | 4519.4713 | 225.9736 | 4519.4713 | 225.9736 | 4519.4713 | 57.7498 | 1154.9961 | 57.7498 | 1154.9961 | 288.749 | 5774.9805 | 288.749 | 5774.9805 | 288.749 | 5774.9805 | 288.749 | 5774.9805 | 60.7759 | 1215.5179 | 60.7759 | 1215.5179 | 303.8795 | 6077.5895 | 303.8795 | 6077.5895 | 303.8795 | 6077.5895 | 303.8795 | 6077.5895 | 60.78 | 1215.6 | 60.78 | 1215.6 | 350 | 7000 | 350 | 7000 | 350 | 7000 | 350 | 7000
15 | TOTAL |  |  |  | 29475.187 |  | 29475.187 |  | 35582.3685 |  | 35582.3685 |  | 37848.4543 |  | 37848.4543 |  | 31307.6889 |  | 31307.6889 |  | 37794.56 |  | 37794.56 |  | 40201.5305 |  | 40201.5305 |  | 33154.8425 |  | 33154.8425 |  | 40024.439 |  | 40024.439 |  | 42573.4208 |  | 42573.4208 |  | 42365.2578 |  | 42365.2578 |  | 51143.2281 |  | 51143.2281 |  | 54400.3171 |  | 54400.3171 |  | 44585.1973 |  | 44585.1973 |  | 53823.1333 |  | 53823.1333 |  | 57250.8938 |  | 57250.8938 |  | 47863.49 |  | 47863.49 |  | 53767.89 |  | 53767.89 |  | 61767.89 |  | 61767.89
16 | Stringing of line
17 | (i) 3P 5W ( Cable ) | Each | 1 | 10848.2826 | 10848.2826 | 10848.2826 | 10848.2826 | 10848.2826 | 10848.2826 | 10848.2826 | 10848.2826 | 10848.2826 | 10848.2826 | 10848.2826 | 10848.2826 | 11522.7312 | 11522.7312 | 11522.7312 | 11522.7312 | 11522.7312 | 11522.7312 | 11522.7312 | 11522.7312 | 11522.7312 | 11522.7312 | 11522.7312 | 11522.7312 | 12202.5724 | 12202.5724 | 12202.5724 | 12202.5724 | 12202.5724 | 12202.5724 | 12202.5724 | 12202.5724 | 12202.5724 | 12202.5724 | 12202.5724 | 12202.5724 | 15592.447 | 15592.447 | 15592.447 | 15592.447 | 15592.447 | 15592.447 | 15592.447 | 15592.447 | 15592.447 | 15592.447 | 15592.447 | 15592.447 | 16409.4912 | 16409.4912 | 16409.4912 | 16409.4912 | 16409.4912 | 16409.4912 | 16409.4912 | 16409.4912 | 16409.4912 | 16409.4912 | 16409.4912 | 16409.4912 | 15000 | 15000 | 15000 | 15000 | 15000 | 15000 | 15000 | 15000 | 15000 | 15000 | 15000 | 15000
18 | (ii) 3P 4W ( Cable ) | Each | 0 | 8638.4528 | 0 | 8638.4528 | 0 | 8638.4528 | 0 | 8638.4528 | 0 | 8638.4528 | 0 | 8638.4528 | 0 | 9175.514 | 0 | 9175.514 | 0 | 9175.514 | 0 | 9175.514 | 0 | 9175.514 | 0 | 9175.514 | 0 | 9716.8694 | 0 | 9716.8694 | 0 | 9716.8694 | 0 | 9716.8694 | 0 | 9716.8694 | 0 | 9716.8694 | 0 | 12416.2157 | 0 | 12416.2157 | 0 | 12416.2157 | 0 | 12416.2157 | 0 | 12416.2157 | 0 | 12416.2157 | 0 | 13066.8254 | 0 | 13066.8254 | 0 | 13066.8254 | 0 | 13066.8254 | 0 | 13066.8254 | 0 | 13066.8254 | 0 | 12000 | 0 | 12000 | 0 | 12000 | 0 | 12000 | 0 | 12000 | 0 | 12000 | 0
19 | (ii) 1P 3W ( Cable ) | Each | 0 | 6428.61 | 0 | 6428.61 | 0 | 6428.61 | 0 | 6428.61 | 0 | 6428.61 | 0 | 6428.61 | 0 | 6828.2831 | 0 | 6828.2831 | 0 | 6828.2831 | 0 | 6828.2831 | 0 | 6828.2831 | 0 | 6828.2831 | 0 | 7231.1518 | 0 | 7231.1518 | 0 | 7231.1518 | 0 | 7231.1518 | 0 | 7231.1518 | 0 | 7231.1518 | 0 | 9239.9658 | 0 | 9239.9658 | 0 | 9239.9658 | 0 | 9239.9658 | 0 | 9239.9658 | 0 | 9239.9658 | 0 | 9724.14 | 0 | 9724.14 | 0 | 9724.14 | 0 | 9724.14 | 0 | 9724.14 | 0 | 9724.14 | 0 | 9000 | 0 | 9000 | 0 | 9000 | 0 | 9000 | 0 | 9000 | 0 | 9000 | 0
| TOTAL |  |  |  | 40323.4697 | 0 | 40323.4697 |  | 46430.6512 |  | 46430.6512 |  | 48696.7369 |  | 48696.7369 |  | 42830.4201 | 0 | 42830.4201 |  | 49317.2912 |  | 49317.2912 |  | 51724.2617 |  | 51724.2617 |  | 45357.4149 |  | 45357.4149 |  | 52227.0113 |  | 52227.0113 |  | 54775.9932 |  | 54775.9932 |  | 57957.7048 |  | 57957.7048 |  | 66735.6751 |  | 66735.6751 |  | 69992.7641 |  | 69992.7641 |  | 60994.6885 |  | 60994.6885 |  | 70232.6245 |  | 70232.6245 |  | 73660.3849 |  | 73660.3849 |  | 62863.49 |  | 62863.49 |  | 68767.89 |  | 68767.89 |  | 76767.89 |  | 76767.89

## DL-8
COST SCHEDULE -- DL - 8 for D-6 (3)
1 kM OF 1 PHASE 3 WIRE LINE ON 140 KG. PCC POLE 8 MTR. LONG USING AB CABLE FOR RURAL AREAS WITH MAXIMUM SPAN 50 MTRS.
S. No. | PARTICULARS | Unit | Qty. | 2015-16 |  | 2016-17 |  | 2017-18 |  | Year 2018-19 |  | Year 2019-20 |  | 2020-21
|  |  |  | 140 Kg, 8.0 Mtr. long PCC support |  | 140 Kg, 8.0 Mtr. long PCC support |  | 140 Kg, 8.0 Mtr. long PCC support |  | 140 Kg, 8.0 Mtr. long PCC support |  | 140 Kg, 8.0 Mtr. long PCC support |  | 140 Kg, 8.0 Mtr. long PCC support
|  |  |  | Using 1100 V grade AB Cable 1x25 + 1x16 + 1x25 sqmm. |  | Using 1100 V grade AB Cable 1x25 + 1x16 + 1x25 sqmm. |  | Using 1100 V grade AB Cable 1x25 + 1x16 + 1x25 sqmm. |  | Using 1100 V grade AB Cable 1x25 + 1x16 + 1x25 sqmm. |  | Using 1100 V grade AB Cable 1x25 + 1x16 + 1x25 sqmm. |  | Using 1100 V grade AB Cable 1x25 + 1x16 + 1x25 sqmm.
|  |  |  | Rate | Amount | Rate | Amount | Rate | Amount | Rate | Amount | Rate | Amount | Rate | Amount
1 | 2 | 3 | 4 | 5 | 6 | 5 | 6 | 5 | 6 | 5 | 6 | 5 | 6 | 5 | 6
1 | Survey | Km. | 1 |  | 3013.41 |  | 3200.7567 |  | 3389.6014 | 4331.23 | 4331.2326 | 4558.19 | 4558.1892 | 2500 | 2500
2 | Tree cutting | Km. | 1
3 | Approach Clearance | Km. | 1
4 | Pit digging | No. | 20 | 200.8941 | 4017.8826 | 213.3839 | 4267.6783 | 225.9736 | 4519.4713 | 288.749 | 5774.9805 | 303.8795 | 6077.5895 | 325 | 6500
5 | Shifting of materials to pole pits | No. | 20 | 40.1788 | 803.5765 | 42.6768 | 853.5357 | 45.1947 | 903.8943 | 57.7498 | 1154.9961 | 60.7759 | 1215.5179 | 60.78 | 1215.6
6 | Stay Pit digging | No. | 12 | 180.8047 | 2169.6566 | 192.0455 | 2304.5463 | 203.3762 | 2440.5145 | 259.8741 | 3118.4895 | 273.4915 | 3281.8983 | 290 | 3480
7 | Transportation of pole from road side to pole pit for a lead of 1 Km. | No. | 20 | 200.8941 | 4017.8826 | 213.3839 | 4267.6783 | 225.9736 | 4519.4713 | 288.749 | 5774.9805 | 303.8795 | 6077.5895 | 300 | 6000
8 | Fixing of LT clamps complete per location including Service ring, distribution box, piercing connector etc. | No. | 20 | 50.2235 | 1004.4706 | 53.346 | 1066.9196 | 56.4934 | 1129.8678 | 72.1873 | 1443.7451 | 75.9699 | 1519.3974 | 75.97 | 1519.4
9 | Pole erection complete with earthing | No. | 20 | 502.2353 | 10044.7064 | 533.4598 | 10669.1958 | 564.9339 | 11298.6784 | 721.8726 | 14437.4512 | 759.6987 | 15193.9737 | 1000 | 20000
10 | Concreting of stay and base pad for poles | Cft. | 119 | 16.0715 | 1912.5121 | 17.0707 | 2031.4149 | 18.0779 | 2151.2684 | 23.0999 | 2748.8907 | 24.3104 | 2892.9326 | 0 | 0
11 | Stay erection complete | No. | 12 | 140.6259 | 1687.5107 | 149.3687 | 1792.4249 | 158.1815 | 1898.178 | 202.1243 | 2425.4918 | 212.7156 | 2552.5876 | 200 | 2400
12 | Painting of cross arm and numbering of poles. | No. | 20 | 40.1788 | 803.5765 | 42.6768 | 853.5357 | 45.1947 | 903.8943 | 57.7498 | 1154.9961 | 60.7759 | 1215.5179 | 60.78 | 1215.6
13 | TOTAL |  |  |  | 29475.1845 |  | 31307.6862 |  | 33154.8397 |  | 42365.2541 |  | 44585.1934 |  | 44830.6
14 | Stringing of line
15 | (ii) 1P 3W ( Cable ) | Set. | 1 | 6428.61 | 6428.61 | 6828.2831 | 6828.2831 | 7231.1518 | 7231.1518 | 9239.9658 | 9239.9658 | 9724.14 | 9724.14 | 9000 | 9000
| Grand TOTAL |  |  | 0 | 37736.2962 | 0 | 38135.9693 | 0 | 40385.9915 | 0 | 51605.2199 |  | 54309.3335 |  | 53830.6
| GRAND TOTAL (ROUND OFF) |  |  |  | 33600.0122 |  | 38135.9693 |  | 40385.9915 |  | 51605 |  | 54309 |  | 53831

## DL-9
COST SCHEDULE -- DL - 9 for D-6 (4)
1 kM OF 3 PHASE 4 WIRE LINE ON 140 KG. PCC POLE 8 MTR. LONG USING AB CABLE FOR PUMP CONNECTION UPTO 5 HP & 5 CONNECTION PER KM. WITH MAXIMUM SPAN 50 MTRS.
S. No. | PARTICULARS | Unit | Qty. | 2015-16 |  | 2016-17 |  | 2017-18 |  | Year 2018-19 |  | Year 2019-20 |  | 2020-21
|  |  |  | 140 Kg, 8.0 Mtr. long PCC support |  | 140 Kg, 8.0 Mtr. long PCC support |  | 140 Kg, 8.0 Mtr. long PCC support |  | 140 Kg, 8.0 Mtr. long PCC support |  | 140 Kg, 8.0 Mtr. long PCC support |  | 140 Kg, 8.0 Mtr. long PCC support
|  |  |  | Using 1100 V grade AB Cable 3x16 + 1x25 sqmm. |  | Using 1100 V grade AB Cable 3x16 + 1x25 sqmm. |  | Using 1100 V grade AB Cable 3x16 + 1x25 sqmm. |  | Using 1100 V grade AB Cable 3x16 + 1x25 sqmm. |  | Using 1100 V grade AB Cable 3x16 + 1x25 sqmm. |  | Using 1100 V grade AB Cable 3x16 + 1x25 sqmm.
|  |  |  | Rate | Amount | Rate | Amount | Rate | Amount | Rate | Amount | Rate | Amount | Rate | Amount
1 | 2 | 3 | 4 | 5 | 6 | 5 | 6 | 5 | 6 | 5 | 6 | 5 | 6 | 5 | 6
1 | Survey | Km. | 1 |  | 3013.41 |  | 3200.7567 |  | 3389.6014 | 4331.23 | 4331.2326 | 4558.19 | 4558.1892 | 2500 | 2500
2 | Tree cutting | Km. | 1
3 | Approach Clearance | Km. | 1
4 | Pit digging | No. | 20 | 200.8941 | 4017.8826 | 213.3839 | 4267.6783 | 225.9736 | 4519.4713 | 288.749 | 5774.9805 | 303.8795 | 6077.5895 | 325 | 6500
5 | Shifting of materials to pole pits | No. | 20 | 40.1788 | 803.5765 | 42.6768 | 853.5357 | 45.1947 | 903.8943 | 57.7498 | 1154.9961 | 60.7759 | 1215.5179 | 60.78 | 1215.6
6 | Stay Pit digging | No. | 12 | 180.8047 | 2169.6566 | 192.0455 | 2304.5463 | 203.3762 | 2440.5145 | 259.8741 | 3118.4895 | 273.4915 | 3281.8983 | 290 | 3480
7 | Transportation of pole from road side to pole pit for a lead of 1 Km. | No. | 20 | 200.8941 | 4017.8826 | 213.3839 | 4267.6783 | 225.9736 | 4519.4713 | 288.749 | 5774.9805 | 303.8795 | 6077.5895 | 300 | 6000
8 | Fixing of LT clamps complete per Set including Service ring, Spring loaded distribution Box, piercing connector etc. | Set. | 5 | 206.3875 | 1031.9376 | 219.2188 | 1096.0942 | 232.1527 | 1160.7637 | 296.6448 | 1483.2239 | 312.189 | 1560.9448 | 312.19 | 1560.95
9 | Fixing of Piller Box (including Transportation) with concreting of columns and bottom area of Piller box | No. | 1 | 2837.8284 | 2837.8284 | 3014.259 | 3014.259 | 3192.1003 | 3192.1003 | 4078.8657 | 4078.8657 | 4292.5983 | 4292.5983 | 4292.6 | 4292.6
10 | Pole erection complete with earthing | No. | 20 | 502.2353 | 10044.7064 | 533.4598 | 10669.1958 | 564.9339 | 11298.6784 | 721.8726 | 14437.4512 | 759.6987 | 15193.9737 | 1000 | 20000
11 | Concreting of stay and base pad for poles | Cft. | 119 | 16.0715 | 1912.5121 | 17.0707 | 2031.4149 | 18.0779 | 2151.2684 | 23.0999 | 2748.8907 | 24.3104 | 2892.9326 | 0 | 0
12 | Stay erection complete | No. | 12 | 140.6259 | 1687.5107 | 149.3687 | 1792.4249 | 158.1815 | 1898.178 | 202.1243 | 2425.4918 | 212.7156 | 2552.5876 | 200 | 2400
13 | Painting of cross arm and numbering of poles. | No. | 20 | 40.1788 | 803.5765 | 42.6768 | 853.5357 | 45.1947 | 903.8943 | 57.7498 | 1154.9961 | 60.7759 | 1215.5179 | 60.78 | 1215.6
14 | TOTAL |  |  |  | 32340.4798 |  | 34351.1198 |  | 36377.8359 |  | 46483.5987 |  | 48919.3392 |  | 49164.75
15 | Stringing of line
16 | (ii) 3P 4W ( Cable ) | Set. | 1 | 8638.4488 | 8638.4488 | 9175.5098 | 9175.5098 | 9716.8649 | 9716.8649 | 12416.21 | 12416.21 | 13066.8194 | 13066.8194 | 9000 | 9000
| GRAND TOTAL |  |  |  | 40978.9286 |  | 43526.6296 |  | 46094.7008 |  | 58899.8086 |  | 61986.1586 |  | 58164.75
| GRAND TOTAL (ROUND OFF) |  |  |  | 40424.6383 |  | 43526.6296 |  | 46094.7008 |  | 58900 |  | 61986 |  | 58165

## DL-10 HVDS200
LABOUR SCHEDULE DL-10 , HVDS 200 KVA
HVDS SYSTEM OF 200 kVA PARENT DISTRIBUTION TRANSFORMER TAKING 4 KM. LT TO BE CONVERTED
S. No. | Particulars | Unit | Qty. | 2015-2016 |  | 2016-2017 |  | 2017-2018 |  | Year 2018-19 |  | Year 2019-20 |  | 2020-21
|  |  |  | Rate | Amount | Rate | Amount | Rate | Amount | Rate | Amount | Rate | Amount | Rate | Amount
1 | Pit digging | Each | 10 | 200.8941 | 2008.9413 | 213.3839 | 2133.8392 | 225.9736 | 2259.7357 | 288.749 | 2887.4902 | 303.8795 | 3038.7947 | 325 | 3250
2 | Stay Pit digging | Each | 40 | 180.8047 | 7232.1886 | 192.0455 | 7681.821 | 203.3762 | 8135.0484 | 259.8741 | 10394.9649 | 273.4915 | 10939.661 | 290 | 11600
3 | Shifting of materials to pole pits | Set | 10 | 200.8941 | 2008.9413 | 213.3839 | 2133.8392 | 225.9736 | 2259.7357 | 288.749 | 2887.4902 | 303.8795 | 3038.7947 | 300 | 3000
4 | Transportation of pole from road side to pole pit | Each | 10 | 251.1177 | 2511.1766 | 266.7299 | 2667.299 | 282.467 | 2824.6696 | 360.9363 | 3609.3628 | 379.8493 | 3798.4934 | 379.85 | 3798.5
5 | DC Cross arm fixing complete including insulator | Each | 10 | 301.3412 | 3013.4119 | 320.0759 | 3200.7587 | 338.9604 | 3389.6035 | 433.1235 | 4331.2354 | 455.8192 | 4558.1921 | 455.82 | 4558.2
6 | Pole erection complete including earthing | Each | 10 | 502.2353 | 5022.3532 | 533.4598 | 5334.5979 | 564.9339 | 5649.3392 | 721.8726 | 7218.7256 | 759.6987 | 7596.9868 | 1000 | 10000
7 | Concreting of stay and base pad for poles | Cft. | 315 | 16.0715 | 5062.532 | 17.0707 | 5377.2747 | 18.0779 | 5694.5339 | 23.0999 | 7276.4754 | 24.3104 | 7657.7627 | 0 | 0
8 | Stay erection complete | Each | 40 | 130.5812 | 5223.2473 | 138.6995 | 5547.9818 | 146.8828 | 5875.3128 | 187.6869 | 7507.4746 | 197.5217 | 7900.8663 | 200 | 8000
9 | Fixing of LA Set (2 Nos.) | Set | 10 | 100.4471 | 1004.4706 | 106.692 | 1066.9196 | 112.9868 | 1129.8678 | 144.3745 | 1443.7451 | 151.9397 | 1519.3974 | 151.94 | 1519.4
10 | Anti climbing devices and danger board fixing | Each | 10 | 50.2235 | 502.2353 | 53.346 | 533.4598 | 56.4934 | 564.9339 | 72.1873 | 721.8726 | 75.9699 | 759.6987 | 75.97 | 759.7
11 | Painting of cross arm & numbering of poles. | Each | 10 | 80.3577 | 803.5765 | 85.3536 | 853.5357 | 90.3894 | 903.8943 | 115.4996 | 1154.9961 | 121.5518 | 1215.5179 | 121.55 | 1215.5
12 | Painting of V-Cross arm, Top clamps & numbering of poles. | Each | 65 | 50.2182 | 3264.1845 | 53.3403 | 3467.1222 | 56.4874 | 3671.6824 | 72.1796 | 4691.6757 | 75.9618 | 4937.5195 | 75.96 | 4937.4
13 | Fixing of LT switch box & transformer wiring etc. | Job | 10 | 150.6706 | 1506.706 | 160.0379 | 1600.3794 | 169.4802 | 1694.8018 | 216.5618 | 2165.6177 | 227.9096 | 2279.0961 | 227.91 | 2279.1
14 | Handling and installation of transformer on structure | Job | 10 | 200.8941 | 2008.9413 | 213.3839 | 2133.8392 | 225.9736 | 2259.7357 | 288.749 | 2887.4902 | 303.8795 | 3038.7947 | 303.88 | 3038.8
15 | Fixing of D.O fuse complete with base channel | Set | 10 | 100.4471 | 1004.4706 | 106.692 | 1066.9196 | 112.9868 | 1129.8678 | 144.3745 | 1443.7451 | 151.9397 | 1519.3974 | 151.94 | 1519.4
16 | Earthing of S/s including pit digging, laying and connecting wires to supports, X-mer etc. | Set | 10 | 703.1294 | 7031.2945 | 746.8437 | 7468.4371 | 790.9075 | 7909.0749 | 1010.6216 | 10106.2159 | 1063.5782 | 10635.7816 | 963.58 | 9635.8
17 | Installation & commissioning of TPN switch & DT Meter | Job | 10 | 662.9506 | 6629.5062 | 704.1669 | 7041.6692 | 745.7128 | 7457.1277 | 952.8718 | 9528.7178 | 1002.8023 | 10028.0226 | 700 | 7000
18 | Fixing of V-Cross arm with top clamp | Set | 65 | 60.2642 | 3917.1758 | 64.0109 | 4160.7106 | 67.7876 | 4406.1925 | 86.619 | 5630.2328 | 91.1578 | 5925.2569 | 91.16 | 5925.4
19 | Insulator fixing with G.I. Pin | Set | 195 | 14.0597 | 2741.6371 | 14.9338 | 2912.0875 | 15.8149 | 3083.9006 | 20.2082 | 3940.6082 | 21.2672 | 4147.0961 | 21.27 | 4147.65
20 | Shifting of material to pole side other than X-mer location | Set | 55 | 40.1722 | 2209.4712 | 42.6698 | 2346.8363 | 45.1873 | 2485.2996 | 57.7403 | 3175.7158 | 60.7659 | 3342.1233 | 60.77 | 3342.35
21 | Earthing of Metal parts of pole | No | 55 | 140.1693 | 7709.3108 | 148.8838 | 8188.6063 | 157.6679 | 8671.7341 | 201.468 | 11080.7418 | 212.025 | 11661.3727 | 212.02 | 11661.1
22 | Stringing of 11 kV line | km | 4 | 6629.4824 | 26517.9296 | 7041.6439 | 28166.5757 | 7457.1009 | 29828.4037 | 9528.6836 | 38114.7343 | 10027.9866 | 40111.9463 | 9000 | 36000
23 | Dismantling of LT line (conductor and Bracket) | km | 4 | 11017.3605 | 44069.4422 | 11702.3209 | 46809.2835 | 12392.7578 | 49571.0312 | 15835.4659 | 63341.8636 | 16665.2443 | 66660.9773 | 15000 | 60000
| TOTAL |  |  |  | 143003.1444 |  | 151893.7929 |  | 160855.5267 |  | 205541.192 |  | 216311.5504 |  | 197188.3
9970.0787
The rates are proposed for normal soil conditions. In case of soft rock & hard rock, the rates of pit digging will be taken as two times and ten times respectively as compared to the rates applicable for normal soil.

## DL-11 HVDS 100
LABOUR SCHEDULE DL-11, HVDS 100 kVA
HVDS SYSTEM OF 100 kVA PARENT DISTRIBUTION TRANSFORMER TAKING 3 KM. LT TO BE CONVERTED
S. No. | Particulars | Unit | Qty. | 2015-2016 |  | 2016-2017 |  | 2017-2018 |  | Year 2018-19 |  | Year 2019-20 |  | 2020-21
|  |  |  | Rate | Amount | Rate | Amount | Rate | Amount | Rate | Amount | Rate | Amount | Rate | Amount
1 | Pit digging | Each | 8 | 200.8941 | 1607.153 | 213.3839 | 1707.0713 | 225.9736 | 1807.7885 | 288.749 | 2309.9922 | 303.8795 | 2431.0358 | 325 | 2600
2 | Stay Pit digging | Each | 30 | 180.8047 | 5424.1414 | 192.0455 | 5761.3657 | 203.3762 | 6101.2863 | 259.8741 | 7796.2237 | 273.4915 | 8204.7458 | 290 | 8700
3 | Shifting of materials to pole pits | Set | 8 | 200.8941 | 1607.153 | 213.3839 | 1707.0713 | 225.9736 | 1807.7885 | 288.749 | 2309.9922 | 303.8795 | 2431.0358 | 300 | 2400
4 | Transportation of pole from road side to pole pit | Each | 8 | 251.1177 | 2008.9413 | 266.7299 | 2133.8392 | 282.467 | 2259.7357 | 360.9363 | 2887.4902 | 379.8493 | 3038.7947 | 379.85 | 3038.8
5 | DC Cross arm fixing complete including insulator | Each | 8 | 301.3412 | 2410.7295 | 320.0759 | 2560.607 | 338.9604 | 2711.6828 | 433.1235 | 3464.9883 | 455.8192 | 3646.5537 | 455.82 | 3646.56
6 | Pole erection complete including earthing | Each | 8 | 502.2353 | 4017.8826 | 533.4598 | 4267.6783 | 564.9339 | 4519.4713 | 721.8726 | 5774.9805 | 759.6987 | 6077.5895 | 1000 | 8000
7 | Concreting of stay and base pad for poles | Cft. | 237 | 16.0715 | 3808.9527 | 17.0707 | 4045.7591 | 18.0779 | 4284.4588 | 23.0999 | 5474.6815 | 24.3104 | 5761.5548 | 0 | 0
8 | Stay erection complete | Each | 30 | 130.5812 | 3917.4355 | 138.6995 | 4160.9864 | 146.8828 | 4406.4846 | 187.6869 | 5630.606 | 197.5217 | 5925.6497 | 200 | 6000
9 | Fixing of LA Set (2 Nos.) | Set | 8 | 100.4471 | 803.5765 | 106.692 | 853.5357 | 112.9868 | 903.8943 | 144.3745 | 1154.9961 | 151.9397 | 1215.5179 | 151.94 | 1215.52
10 | Anti climbing devices and danger board fixing | Each | 8 | 50.2235 | 401.7883 | 53.346 | 426.7678 | 56.4934 | 451.9471 | 72.1873 | 577.498 | 75.9699 | 607.7589 | 75.97 | 607.76
11 | Painting of cross arm & numbering of poles. | Each | 8 | 80.3577 | 642.8612 | 85.3536 | 682.8285 | 90.3894 | 723.1154 | 115.4996 | 923.9969 | 121.5518 | 972.4143 | 121.55 | 972.4
12 | Painting of V-Cross arm, Top clamps & numbering of poles. | Each | 45 | 50.2182 | 2259.8201 | 53.3403 | 2400.3153 | 56.4874 | 2541.9339 | 72.1796 | 3248.0832 | 75.9618 | 3418.2828 | 75.96 | 3418.2
13 | Fixing of LT switch box & transformer wiring etc. | Job | 8 | 150.6706 | 1205.3648 | 160.0379 | 1280.3035 | 169.4802 | 1355.8414 | 216.5618 | 1732.4941 | 227.9096 | 1823.2768 | 227.91 | 1823.28
14 | Handling and installation of transformer on structure | Job | 8 | 200.8941 | 1607.153 | 213.3839 | 1707.0713 | 225.9736 | 1807.7885 | 288.749 | 2309.9922 | 303.8795 | 2431.0358 | 303.88 | 2431.04
15 | Fixing of D.O fuse complete with base channel | Set | 8 | 100.4471 | 803.5765 | 106.692 | 853.5357 | 112.9868 | 903.8943 | 144.3745 | 1154.9961 | 151.9397 | 1215.5179 | 151.94 | 1215.52
16 | Earthing of S/s including pit digging, laying and connecting wires to supports, X-mer etc. | Set | 6 | 703.1294 | 4218.7767 | 746.8437 | 4481.0622 | 790.9075 | 4745.4449 | 1010.6216 | 6063.7295 | 1063.5782 | 6381.4689 | 963.58 | 5781.48
17 | Installation & commissioning of TPN switch & DT Meter | Job | 6 | 662.9506 | 3977.7037 | 704.1669 | 4225.0015 | 745.7128 | 4474.2766 | 952.8718 | 5717.2307 | 1002.8023 | 6016.8136 | 700 | 4200
18 | Fixing of V-Cross arm with top clamp | Set | 45 | 60.2642 | 2711.891 | 64.0109 | 2880.4919 | 67.7876 | 3050.4409 | 86.619 | 3897.8534 | 91.1578 | 4102.101 | 91.16 | 4102.2
19 | Insulator fixing with G.I. Pin | Set | 135 | 14.0597 | 1898.0565 | 14.9338 | 2016.0606 | 15.8149 | 2135.0081 | 20.2082 | 2728.1134 | 21.2672 | 2871.0665 | 21.27 | 2871.45
20 | Shifting of material to pole side other than X-mer location | Set | 37 | 40.1722 | 1486.3715 | 42.6698 | 1578.7808 | 45.1873 | 1671.9288 | 57.7403 | 2136.3906 | 60.7659 | 2248.3375 | 60.77 | 2248.49
21 | Earthing of Metal parts of pole | No | 37 | 140.1693 | 5186.2636 | 148.8838 | 5508.6988 | 157.6679 | 5833.712 | 201.468 | 7454.3172 | 212.025 | 7844.9234 | 212.02 | 7844.74
22 | Stringing of 11 kV line | km | 3 | 6629.4824 | 19888.4472 | 7041.6439 | 21124.9318 | 7457.1009 | 22371.3028 | 9528.6836 | 28586.0507 | 10027.9866 | 30083.9598 | 9000 | 27000
23 | Dismantling of LT line (conductor and Bracket) | km | 3 | 11017.3605 | 33052.0816 | 11702.3209 | 35106.9626 | 12392.7578 | 37178.2734 | 15835.4659 | 47506.3977 | 16665.2443 | 49995.733 | 15000 | 45000
| TOTAL |  |  |  | 104946.1211 |  | 111470.7264 |  | 118047.4993 |  | 150841.0946 |  | 158745.1679 |  | 145117.44
The rates are proposed for normal soil conditions. In case of soft rock & hard rock, the rates of pit digging will be taken as two times and ten times respectively as compared to the rates applicable for normal soil.

## DL-12 HVDS 63 (hidden)
LABOUR SCHEDULE DL-12 , HVDS 63 KVA
HVDS systemof 63 KVA Parent D- Xmer Taking 2 km LT to be converted
S. No. | Particulars | Unit | Qty. | 2015-2016 |  | 2016-2017 |  | 2017-2018 |  | Year 2018-19 |  | Year 2019-20
|  |  |  | Rate | Amount | Rate | Amount | Rate | Amount | Rate | Amount | Rate | Amount
1 | Pit digging | Each | 6 | 200.8941 | 1205.3648 | 213.3839 | 1280.3035 | 225.9736 | 1355.8414 | 288.749 | 1732.4941 | 303.8795 | 1823.2768
2 | Stay Pit digging | Each | 25 | 180.8047 | 4520.1179 | 192.0455 | 4801.1381 | 203.3762 | 5084.4053 | 259.8741 | 6496.8531 | 273.4915 | 6837.2882
3 | Shifting of materials to pole pits | Set | 6 | 200.8941 | 1205.3648 | 213.3839 | 1280.3035 | 225.9736 | 1355.8414 | 288.749 | 1732.4941 | 303.8795 | 1823.2768
4 | Transportation of pole from road side to pole pit | Each | 6 | 251.1177 | 1506.706 | 266.7299 | 1600.3794 | 282.467 | 1694.8018 | 360.9363 | 2165.6177 | 379.8493 | 2279.0961
5 | DC Cross arm fixing complete including insulator | Each | 6 | 301.3412 | 1808.0471 | 320.0759 | 1920.4552 | 338.9604 | 2033.7621 | 433.1235 | 2598.7412 | 455.8192 | 2734.9153
6 | Pole erection complete including earthing | Each | 6 | 502.2353 | 3013.4119 | 533.4598 | 3200.7587 | 564.9339 | 3389.6035 | 721.8726 | 4331.2354 | 759.6987 | 4558.1921
7 | Concreting of stay and base pad for poles | Cft. | 196 | 16.0715 | 3150.0199 | 17.0707 | 3345.8598 | 18.0779 | 3543.2655 | 23.0999 | 4527.5847 | 24.3104 | 4764.8301
8 | Stay erection complete | Each | 25 | 130.5812 | 3264.5296 | 138.6995 | 3467.4886 | 146.8828 | 3672.0705 | 187.6869 | 4692.1716 | 197.5217 | 4938.0414
9 | Fixing of LA Set (2 Nos.) | Set | 6 | 100.4471 | 602.6824 | 106.692 | 640.1517 | 112.9868 | 677.9207 | 144.3745 | 866.2471 | 151.9397 | 911.6384
10 | Anti climbing devices and danger board fixing | Each | 6 | 50.2235 | 301.3412 | 53.346 | 320.0759 | 56.4934 | 338.9604 | 72.1873 | 433.1235 | 75.9699 | 455.8192
11 | Painting of cross arm & numbering of poles. | Each | 6 | 80.3577 | 482.1459 | 85.3536 | 512.1214 | 90.3894 | 542.3366 | 115.4996 | 692.9977 | 121.5518 | 729.3107
12 | Painting of V cross arm, Top clamps & numbering of poles. | Each | 45 | 50.2182 | 2259.8201 | 53.3403 | 2400.3153 | 56.4874 | 2541.9339 | 72.1796 | 3248.0832 | 75.9618 | 3418.2828
13 | Fixing of LT switch box & transformer wiring etc. | Job | 6 | 150.6706 | 904.0236 | 160.0379 | 960.2276 | 169.4802 | 1016.8811 | 216.5618 | 1299.3706 | 227.9096 | 1367.4576
14 | Handling and installation of transformer on structure | Job | 6 | 200.8941 | 1205.3648 | 213.3839 | 1280.3035 | 225.9736 | 1355.8414 | 288.749 | 1732.4941 | 303.8795 | 1823.2768
15 | Fixing of D.O fuse complete with base channel | Set | 6 | 100.4471 | 602.6824 | 106.692 | 640.1517 | 112.9868 | 677.9207 | 144.3745 | 866.2471 | 151.9397 | 911.6384
16 | Earthing of S/s including pit digging laying and conecting wires to supports X-mer etc. | Set | 4 | 703.1294 | 2812.5178 | 746.8437 | 2987.3748 | 790.9075 | 3163.6299 | 1010.6216 | 4042.4863 | 1063.5782 | 4254.3126
17 | Installation & commissioning of TPN switch & DT Meter | Job | 4 | 662.9506 | 2651.8025 | 704.1669 | 2816.6677 | 745.7128 | 2982.8511 | 952.8718 | 3811.4871 | 1002.8023 | 4011.209
18 | Fixing of V cross arm with top clamp | Set | 45 | 60.2642 | 2711.891 | 64.0109 | 2880.4919 | 67.7876 | 3050.4409 | 86.619 | 3897.8534 | 91.1578 | 4102.101
19 | Insulator fixing with GI pin | Set | 195 | 14.0597 | 2741.6371 | 14.9338 | 2912.0875 | 15.8149 | 3083.9006 | 20.2082 | 3940.6082 | 21.2672 | 4147.0961
20 | Shifting of material to pole side other than xmer location | Set | 39 | 40.1722 | 1566.716 | 42.6698 | 1664.1203 | 45.1873 | 1762.3033 | 57.7403 | 2251.8712 | 60.7659 | 2369.8693
21 | Earthing of Metals parts of pole | No | 39 | 140.1693 | 5466.6022 | 148.8838 | 5806.4663 | 157.6679 | 6149.0478 | 201.468 | 7857.2533 | 212.025 | 8268.9734
22 | Stringing of 11 kv line | km | 2 | 6629.4824 | 13258.9648 | 7041.6439 | 14083.2879 | 7457.1009 | 14914.2019 | 9528.6836 | 19057.3671 | 10027.9866 | 20055.9732
23 | Dismentaling of LT line (conductor and Bracket) | km | 2 | 11017.3605 | 22034.7211 | 11702.3209 | 23404.6417 | 12392.7578 | 24785.5156 | 15835.4659 | 31670.9318 | 16665.2443 | 33330.4886
| TOTAL |  |  |  | 79276.4745 |  | 84205.1722 |  | 89173.2774 |  | 113945.6139 |  | 119916.364
| Transportation Chargest |  |  |  | 5982.0409
The rates are proposed for normal soil conditions. In case of soft rock & hard rock, the rates of pit digging will be taken as two times and ten times respectively as compared to the rates applicable for normal soil.

## DL-12 HVDS
LABOUR SCHEDULE DL-12 , HVDS 63 KVA
HVDS SYSTEM OF 63 kVA PARENT DISTRIBUTION TRANSFORMER TAKING 2 KM. LT TO BE CONVERTED
S. No. | Particulars | Unit | Qty. | 2015-2016 |  | 2016-2017 |  | 2017-2018 |  | Year 2018-19 |  | Year 2019-20 |  | 2020-21
|  |  |  | Rate | Amount | Rate | Amount | Rate | Amount | Rate | Amount | Rate | Amount | Rate | Amount
1 | Pit digging | Each | 6 | 200.8941 | 1205.3648 | 213.3839 | 1280.3035 | 225.9736 | 1355.8414 | 288.749 | 1732.4941 | 303.8795 | 1823.2768 | 325 | 1950
2 | Stay Pit digging | Each | 25 | 180.8047 | 4520.1179 | 192.0455 | 4801.1381 | 203.3762 | 5084.4053 | 259.8741 | 6496.8531 | 273.4915 | 6837.2882 | 290 | 7250
3 | Shifting of materials to pole pits | Set | 6 | 200.8941 | 1205.3648 | 213.3839 | 1280.3035 | 225.9736 | 1355.8414 | 288.749 | 1732.4941 | 303.8795 | 1823.2768 | 350 | 2100
4 | Transportation of pole from road side to pole pit | Each | 6 | 251.1177 | 1506.706 | 266.7299 | 1600.3794 | 282.467 | 1694.8018 | 360.9363 | 2165.6177 | 379.8493 | 2279.0961 | 300 | 1800
5 | DC Cross arm fixing complete including insulator | Each | 6 | 301.3412 | 1808.0471 | 320.0759 | 1920.4552 | 338.9604 | 2033.7621 | 433.1235 | 2598.7412 | 455.8192 | 2734.9153 | 455.82 | 2734.92
6 | Pole erection complete including earthing | Each | 6 | 502.2353 | 3013.4119 | 533.4598 | 3200.7587 | 564.9339 | 3389.6035 | 721.8726 | 4331.2354 | 759.6987 | 4558.1921 | 1000 | 6000
7 | Concreting of stay and base pad for poles | Cft. | 196 | 16.0715 | 3150.0199 | 17.0707 | 3345.8598 | 18.0779 | 3543.2655 | 23.0999 | 4527.5847 | 24.3104 | 4764.8301 | 0 | 0
8 | Stay erection complete | Each | 25 | 130.5812 | 3264.5296 | 138.6995 | 3467.4886 | 146.8828 | 3672.0705 | 187.6869 | 4692.1716 | 197.5217 | 4938.0414 | 200 | 5000
9 | Fixing of LA Set (2 Nos.) | Set | 6 | 100.4471 | 602.6824 | 106.692 | 640.1517 | 112.9868 | 677.9207 | 144.3745 | 866.2471 | 151.9397 | 911.6384 | 151.94 | 911.64
10 | Anti climbing devices and danger board fixing | Each | 6 | 50.2235 | 301.3412 | 53.346 | 320.0759 | 56.4934 | 338.9604 | 72.1873 | 433.1235 | 75.9699 | 455.8192 | 75.97 | 455.82
11 | Painting of cross arm & numbering of poles. | Each | 6 | 80.3577 | 482.1459 | 85.3536 | 512.1214 | 90.3894 | 542.3366 | 115.4996 | 692.9977 | 121.5518 | 729.3107 | 121.55 | 729.3
12 | Painting of V- cross arm, Top clamps & numbering of poles. | Each | 45 | 50.2182 | 2259.8201 | 53.3403 | 2400.3153 | 56.4874 | 2541.9339 | 72.1796 | 3248.0832 | 75.9618 | 3418.2828 | 75.96 | 3418.2
13 | Fixing of LT switch box & transformer wiring etc. | Job | 6 | 150.6706 | 904.0236 | 160.0379 | 960.2276 | 169.4802 | 1016.8811 | 216.5618 | 1299.3706 | 227.9096 | 1367.4576 | 227.91 | 1367.46
14 | Handling and installation of transformer on structure | Job | 6 | 200.8941 | 1205.3648 | 213.3839 | 1280.3035 | 225.9736 | 1355.8414 | 288.749 | 1732.4941 | 303.8795 | 1823.2768 | 303.88 | 1823.28
15 | Fixing of D.O fuse complete with base channel | Set | 6 | 100.4471 | 602.6824 | 106.692 | 640.1517 | 112.9868 | 677.9207 | 144.3745 | 866.2471 | 151.9397 | 911.6384 | 151.94 | 911.64
16 | Earthing of S/s including pit digging, laying and conecting wires to supports, X-mer etc. | Set | 4 | 703.1294 | 2812.5178 | 746.8437 | 2987.3748 | 790.9075 | 3163.6299 | 1010.6216 | 4042.4863 | 1063.5782 | 4254.3126 | 963.58 | 3854.32
17 | Installation & commissioning of TPN switch & DT Meter | Job | 4 | 662.9506 | 2651.8025 | 704.1669 | 2816.6677 | 745.7128 | 2982.8511 | 952.8718 | 3811.4871 | 1002.8023 | 4011.209 | 700 | 2800
18 | Fixing of V-Cross arm with top clamp | Set | 45 | 60.2642 | 2711.891 | 64.0109 | 2880.4919 | 67.7876 | 3050.4409 | 86.619 | 3897.8534 | 91.1578 | 4102.101 | 91.16 | 4102.2
19 | Insulator fixing with G.I. Pin | Set | 195 | 14.0597 | 2741.6371 | 14.9338 | 2912.0875 | 15.8149 | 3083.9006 | 20.2082 | 3940.6082 | 21.2672 | 4147.0961 | 21.27 | 4147.65
20 | Shifting of material to pole side other than xmer location | Set | 39 | 40.1722 | 1566.716 | 42.6698 | 1664.1203 | 45.1873 | 1762.3033 | 57.7403 | 2251.8712 | 60.7659 | 2369.8693 | 60.77 | 2370.03
21 | Earthing of Metal parts of pole | No | 39 | 140.1693 | 5466.6022 | 148.8838 | 5806.4663 | 157.6679 | 6149.0478 | 201.468 | 7857.2533 | 212.025 | 8268.9734 | 212.02 | 8268.78
22 | Stringing of 11 kV line | km | 2 | 6629.4824 | 13258.9648 | 7041.6439 | 14083.2879 | 7457.1009 | 14914.2019 | 9528.6836 | 19057.3671 | 10027.9866 | 20055.9732 | 9000 | 18000
23 | Dismantling of LT line (conductor and Bracket) | km | 2 | 11017.3605 | 22034.7211 | 11702.3209 | 23404.6417 | 12392.7578 | 24785.5156 | 15835.4659 | 31670.9318 | 16665.2443 | 33330.4886 | 15000 | 30000
| TOTAL |  |  |  | 79276.4745 |  | 84205.1722 |  | 89173.2774 |  | 113945.6139 |  | 119916.364 |  | 109995.24
| Transportation Chargest |  |  |  | 5982.0409
The rates are proposed for normal soil conditions. In case of soft rock & hard rock, the rates of pit digging will be taken as two times and ten times respectively as compared to the rates applicable for normal soil.

## DL-14
LABOUR SCHEDULE DL-14
LABOUR SCHEDULE DISTRIBUTION BOX ON EXISTING LT LINES FOR SERVICE CONNECTIONS
S. No. | Particulars | Unit | Qty. | Labour Charges per Distribution Box
|  |  |  | 2017-18 | 2018-19 (27.77%) | 2020-21
1 | Single phase Distribution box for 9 connections | No. | 1 | 105.9 | 135.32 | 180
2 | Three phase Distribution box for 5 connections | No. | 1 | 105.9 | 135.32 | 180