## AL-1
LABOUR SCHEDULE AL-1
LABOUR CHARGES OF 33 kV LINE ON 280 Kg. 9.1 Mtr. LONG PCC POLES, 365 Kg 11 Mtr. LONG PCC POLES AND 152x152 mm., 37.1 Kg./ Mtr., 13 Mtr. LONG H-BEAM POLE WITH RACCOON CONDUCTOR/ Dog Conductor
S. No. | Particulars | Unit | Qty. | [8 empty] | For 280 Kg. 9.1 Mtr. Long PCC poles | [11 empty] | For 365 Kg. 11 Mtr. Long PCC poles | [11 empty] | For 152x152 mm 37.1 Kg/Mtr 13.0 Mtr Long H-Beam poles
|  |  |  | Year 2015-16 |  | Year 2016-17 |  | Year 2017-18 (Already published) |  | year 2018-19 |  | Year 2019-20 | [7 empty] | Year 2020-21 |  | Year 2022-23 |  | Year 2019-20 | [7 empty] | Year 2020-21 |  | Year 2022-23 |  | Year 2019-20 |  | Year 2020-21 |  | Year 2022-23
|  |  |  | Rate | Amount | Rate | Amount | Rate | Amount | Rate | Amount | Rate | Amount | Rate | Amount | Rate | Amount | Rate | Amount | Rate | Amount | Rate | Amount | Rate | Amount | Rate | Amount | Rate | Amount | Rate | Amount | Rate | Amount | Rate | Amount | Rate | Amount | Rate | Amount | Rate | Amount
1 | Survey | Km. | 1 | 3013.4067 | 3013.4067 | 3200.7532 | 3200.7532 | 3389.6 | 3389.6 | 4331.2309 | 4331.2309 | 4558.1874 | 4558.1874 | 3200.7567 | 3200.7567 | 3389.6014 | 3389.6014 | 4331.2326 | 4331.2326 | 2500 | 2500 | 2587.5 | 2587.5 | 4558.1892 | 4558.1892 | 3200.75 | 3200.75 | 3389.5943 | 3389.5943 | 4331.2235 | 4331.2235 | 2500 | 2500 | 2587.5 | 2587.5 | 4558.1796 | 4558.1796 | 2500 | 2500 | 2587.5 | 2587.5
2 | Tree cutting | Km. | 1
3 | Approach Clearance | Km. | 1
4 | Pit digging | No. | 10 | 241.073 | 2410.7295 | 256.0607 | 2560.607 | 271.1683 | 2711.6828 | 346.4988 | 3464.9883 | 364.6554 | 3646.5537 | 281.4753 | 2814.7532 | 298.0824 | 2980.8236 | 380.8896 | 3808.8964 | 400 | 4000 | 414 | 4140 | 400.8483 | 4008.4825 | 256.0607 | 2560.607 | 271.1683 | 2711.6828 | 346.4988 | 3464.9883 | 400 | 4000 | 414 | 4140 | 364.6554 | 3646.5537 | 400 | 4000 | 414 | 4140
5 | Stay Pit digging | No. | 3 | 200.8941 | 602.6824 | 213.3839 | 640.1517 | 225.9736 | 677.9207 | 288.749 | 866.2471 | 303.8795 | 911.6384 | 226.6502 | 679.9506 | 240.0226 | 720.0677 | 306.7008 | 920.1025 | 320 | 960 | 331.2 | 993.6 | 322.772 | 968.3159 | 213.3839 | 640.1517 | 225.9736 | 677.9207 | 288.749 | 866.2471 | 320 | 960 | 331.2 | 993.6 | 303.8795 | 911.6384 | 320 | 960 | 331.2 | 993.6
6 | Transportation of pole from road side to pole pit for a lead of 1.0 Km. | No. | 10 | 301.3412 | 3013.4119 | 320.0759 | 3200.7587 | 338.9604 | 3389.6035 | 433.1235 | 4331.2354 | 455.8192 | 4558.1921 | 383.4437 | 3834.4373 | 406.0669 | 4060.6691 | 518.8723 | 5188.723 | 500 | 5000 | 517.5 | 5175 | 546.0612 | 5460.6121 | 320.0759 | 3200.7587 | 338.9604 | 3389.6035 | 433.1235 | 4331.2354 | 600 | 6000 | 621 | 6210 | 455.8192 | 4558.1921 | 500 | 5000 | 517.5 | 5175
7 | Shifting of materials (other No than pole) to pole pits | No. | 10 | 78.3487 | 783.4871 | 83.2197 | 832.1973 | 88.1297 | 881.2969 | 112.6121 | 1126.1212 | 118.513 | 1185.1299 | 88.3936 | 883.9358 | 93.6088 | 936.088 | 119.6133 | 1196.1333 | 130 | 1300 | 134.55 | 1345.5 | 125.8811 | 1258.8107 | 83.2197 | 832.1973 | 88.1297 | 881.2969 | 112.6121 | 1126.1212 | 138 | 1380 | 142.83 | 1428.3 | 118.513 | 1185.1299 | 130 | 1300 | 134.55 | 1345.5
8 | Cross arm fixing complete with top clamp | No. | 10 | 80.3577 | 803.5765 | 85.3536 | 853.5357 | 90.3894 | 903.8943 | 115.4996 | 1154.9961 | 121.5518 | 1215.5179 | 90.6601 | 906.6008 | 96.009 | 960.0903 | 122.6803 | 1226.8034 | 133 | 1330 | 137.655 | 1376.55 | 129.1088 | 1291.0879 | 85.3536 | 853.5357 | 90.3894 | 903.8943 | 115.4996 | 1154.9961 | 142 | 1420 | 146.97 | 1469.7 | 121.5518 | 1215.5179 | 142 | 1420 | 146.97 | 1469.7
9 | Pole erection complete | No. | 10 | 803.5765 | 8035.7651 | 853.5357 | 8535.3567 | 903.8943 | 9038.9427 | 1154.9961 | 11549.961 | 1215.5179 | 12155.1789 | 1045.1763 | 10451.7626 | 1106.8417 | 11068.4166 | 1414.3223 | 14143.2228 | 1400 | 14000 | 1449 | 14490 | 1488.4328 | 14884.3277 | 853.5357 | 8535.3567 | 903.8943 | 9038.9427 | 1154.9961 | 11549.961 | 1600 | 16000 | 1656 | 16560 | 1215.5179 | 12155.1789 | 1400 | 14000 | 1449 | 14490
10 | Concreting of stay and base pad for poles |  |  | 0 | 0 | 0 | 0 | 0 | 0 | 0 | 0 | 0 | 0 | 0 | 0 | 0 | 0 | 0 | 0 | 0 | 0 | 0 | 0 | 0 | 0 | 0 | 0 | 0 | 0 | 0 | 0 | 0 | 0 | 0 | 0 | 0 | 0 | 0 | 0 | 0 | 0
| (i) For PCC poles | Cft | 51 | 16.07 | 0 | 17.0652 | 870.326 | 18.0721 | 921.6752 | 23.0925 | 1177.7166 | 24.3025 | 1239.4289 | 17.0652 | 870.326 | 19.1958 | 978.9843 | 24.5284 | 1250.9461 | 0 | 0 | 0 | 0 | 25.8136 | 1316.4957 | 0 | 0 | 0 | 0 | 0 | 0 | 0 | 0 | 0 | 0 | 0 | 0 | 0 | 0 | 0 | 0
| (ii) For Rail poles | Cft | 270 | 16.07 | 4338.9 | 0 | 0 | 0 | 0 | 0 | 0 | 0 | 0 | 0 | 0 | 0 | 0 | 0 | 0 | 0 | 0 | 0 | 0 | 0 | 0 | 17.0704 | 4609.008 | 18.0776 | 4880.9395 | 23.0995 | 6236.8645 | 0 | 0 | 0 | 0 | 24.3099 | 6563.6762 | 0 | 0 | 0 | 0
11 | Stay erection complete | No. | 3 | 140.6259 | 421.8777 | 149.3687 | 448.1062 | 158.1815 | 474.5445 | 202.1243 | 606.373 | 212.7156 | 638.1469 | 158.6551 | 475.9654 | 168.0158 | 504.0474 | 214.6906 | 644.0718 | 250 | 750 | 258.75 | 776.25 | 225.9404 | 677.8211 | 149.3687 | 448.1062 | 158.1815 | 474.5445 | 202.1243 | 606.373 | 250 | 750 | 258.75 | 776.25 | 212.7156 | 638.1469 | 250 | 750 | 258.75 | 776.25
12 | Insulator fixing at each location | No. | 30 | 20.0894 | 602.6824 | 21.3384 | 640.1517 | 22.5974 | 677.9207 | 28.8749 | 866.2471 | 30.3879 | 911.6384 | 22.665 | 679.9506 | 24.0023 | 720.0677 | 30.6701 | 920.1025 | 35 | 1050 | 36.225 | 1086.75 | 32.2772 | 968.3159 | 21.3384 | 640.1517 | 22.5974 | 677.9207 | 28.8749 | 866.2471 | 35 | 1050 | 36.225 | 1086.75 | 30.3879 | 911.6384 | 35 | 1050 | 36.225 | 1086.75
13 | Anti climbing devices and danger board fixing. | No. | 10 | 50.2235 | 502.2353 | 53.346 | 533.4598 | 56.4934 | 564.9339 | 72.1873 | 721.8726 | 75.9699 | 759.6987 | 56.6626 | 566.6255 | 60.0056 | 600.0564 | 76.6752 | 766.7521 | 90 | 900 | 93.15 | 931.5 | 80.693 | 806.9299 | 53.346 | 533.4598 | 56.4934 | 564.9339 | 72.1873 | 721.8726 | 100 | 1000 | 103.5 | 1035 | 75.9699 | 759.6987 | 90 | 900 | 93.15 | 931.5
14 | Painting and numbering etc including steel support | No. | 10 | 60.2682 | 602.6824 | 64.0152 | 640.1517 | 67.7921 | 677.9207 | 86.6247 | 866.2471 | 91.1638 | 911.6384 | 67.9951 | 679.9506 | 72.0068 | 720.0677 | 92.0103 | 920.1025 | 100 | 1000 | 103.5 | 1035 | 96.8316 | 968.3159 | 256.0563 | 2560.5634 | 271.1637 | 2711.6366 | 346.4929 | 3464.9293 | 100 | 1000 | 103.5 | 1035 | 364.6492 | 3646.4916 | 400 | 4000 | 414 | 4140
15 | Stringing of line for all three Raccoon conductors | Km. | 1 | 7834.871 | 7834.871 | 8321.9727 | 8321.9727 | 8812.9691 | 8812.9691 | 11261.212 | 11261.212 | 11851.2995 | 11851.2995 | 8839.3581 | 8839.3581 | 9360.8802 | 9360.8802 | 11961.3328 | 11961.3328 | 13000 | 13000 | 13455 | 13455 | 12588.1066 | 12588.1066 | 8321.9727 | 8321.9727 | 8812.9691 | 8812.9691 | 11261.212 | 11261.212 | 13000 | 13000 | 13455 | 13455 | 11851.2995 | 11851.2995 | 13000 | 13000 | 13455 | 13455
16 | Carpet guarding. | Span | 1 | 1707.6001 | 1707.6001 | 1813.7633 | 1813.7633 | 1920.7753 | 1920.7753 | 2454.3667 | 2454.3667 | 2582.9755 | 2582.9755 | 1926.5268 | 1926.5268 | 2040.1918 | 2040.1918 | 2606.9571 | 2606.9571 | 2582.98 | 2582.98 | 2673.3843 | 2673.3843 | 2743.5617 | 2743.5617 | 1813.7633 | 1813.7633 | 1920.7753 | 1920.7753 | 2454.3667 | 2454.3667 | 2743.56 | 2743.56 | 2839.5846 | 2839.5846 | 2582.9755 | 2582.9755 | 2582.98 | 2582.98 | 2673.3843 | 2673.3843
17 | Twisting of jointing sleeves | No. | 3 | 60.2682 | 180.8047 | 64.0152 | 192.0455 | 67.7921 | 203.3762 | 86.6247 | 259.8741 | 91.1638 | 273.4915 | 67.9951 | 203.9852 | 72.0068 | 216.0203 | 92.0103 | 276.0308 | 50 | 150 | 51.75 | 155.25 | 96.8316 | 290.4948 | 64.0152 | 192.0455 | 67.7921 | 203.3762 | 86.6247 | 259.8741 | 50 | 150 | 51.75 | 155.25 | 91.1638 | 273.4915 | 50 | 150 | 51.75 | 155.25
| TOTAL |  |  |  | 34854.7128 |  | 33283.3374 |  | 35247.0566 |  | 45038.6889 |  | 47398.7162 |  | 37069.0031 |  | 39256.0726 |  | 50161.4096 |  | 48522.98 |  | 50221.2843 |  | 52789.8674 | 12039.1159 | 38942.4278 | 12749.4237 | 41240.031 |  | 52696.5117 |  | 51953.56 |  | 53771.9346 |  | 55457.8089 |  | 51612.98 |  | 53419.4343
1. The rates are proposed for normal soil conditions. In case of soft rock & hard rock, the rates of pit digging will be taken as two times and ten times respectively as compared to the rates applicable for normal soil.

## AL-2
LABOUR SCHEDULE AL-2
SCHEDULE OF LABOUR CHARGES PER 33 kV D.P. STRUCTURE (PCC POLE / 13 MTR. LONG RAIL POLE/H. Beam)
S.No. | Particulars | Unit | Qty. | For 280 Kg. 9.1 Mtr. Long PCC poles | [5 empty] | For 280 Kg. 9.1 Mtr. Long PCC poles | [11 empty] | For 365 Kg. 11 Mtr. Long PCC poles | [11 empty] | For 152x152 mm 37.1 Kg/Mtr 13.0 Mtr Long H-Beam poles
|  |  |  | Year 2016-17 (PCC Pole) |  | Year 2017-18 (Already published) (PCC Pole) |  | year 2018-19 |  | Year 2019-20 | [7 empty] | Year 2020-21 |  | Year 2022-23 |  | Year 2019-20 | [7 empty] | Year 2020-21 |  | Year 2022-23 |  | Year 2019-20 |  | Year 2020-21 |  | Year 2022-23
|  |  |  | Rate | Amount | Rate | Amount | Rate | Amount | Rate | Amount | Rate | Amount | Rate | Amount | Rate | Amount | Rate | Amount | Rate | Amount | Rate | Amount | Rate | Amount | Rate | Amount | Rate | Amount | Rate | Amount | Rate | Amount | Rate | Amount | Rate | Amount | Rate | Amount
1 | Pit digging | No. | 2 | 256.0607 | 512.1214 | 271.1683 | 542.3366 | 346.4988 | 692.9977 | 364.6554 | 729.3107 | 281.4753 | 562.9506 | 298.0824 | 596.1647 | 380.8896 | 761.7793 | 400 | 800 | 414 | 828 | 400.8483 | 801.6965 | 256.0607 | 512.1214 | 271.1683 | 542.3366 | 346.4988 | 692.9977 | 400 | 800 | 414 | 828 | 364.6554 | 729.3107 | 400 | 800 | 414 | 828
2 | Stay Pit digging | No. | 6 | 213.3839 | 1280.3035 | 225.9736 | 1355.8414 | 288.749 | 1732.4941 | 303.8795 | 1823.2768 | 213.3839 | 1280.3035 | 225.9736 | 1355.8414 | 288.749 | 1732.4941 | 320 | 1920 | 331.2 | 1987.2 | 303.8795 | 1823.2768 | 213.3839 | 1280.3035 | 225.9736 | 1355.8414 | 288.749 | 1732.4941 | 320 | 1920 | 331.2 | 1987.2 | 303.8795 | 1823.2768 | 320 | 1920 | 331.2 | 1987.2
3 | Shifting of materials to pole pit | Set | 1 | 185.644 | 185.644 | 196.597 | 196.597 | 251.2117 | 251.2117 | 264.3751 | 264.3751 | 185.644 | 185.644 | 196.597 | 196.597 | 251.2117 | 251.2117 | 130 | 130 | 134.55 | 134.55 | 264.3751 | 264.3751 | 185.644 | 185.644 | 196.597 | 196.597 | 251.2117 | 251.2117 | 130 | 130 | 134.55 | 134.55 | 264.3751 | 264.3751 | 130 | 130 | 134.55 | 134.55
4 | Transportation of pole from road side to pole pit for a lead of 1.0 Km. | No. | 2 | 320.0759 | 640.1517 | 338.9604 | 677.9207 | 433.1235 | 866.2471 | 455.8192 | 911.6384 | 383.4437 | 766.8875 | 406.0669 | 812.1338 | 518.8723 | 1037.7446 | 500 | 1000 | 517.5 | 1035 | 546.0612 | 1092.1224 | 320.0759 | 640.1517 | 338.9604 | 677.9207 | 433.1235 | 866.2471 | 500 | 1000 | 517.5 | 1035 | 455.8192 | 911.6384 | 500 | 1000 | 517.5 | 1035
5 | Cross arm fixing complete including insulator etc. | No. | 1 | 586.8058 | 586.8058 | 621.4273 | 621.4273 | 794.0598 | 794.0598 | 835.6686 | 835.6686 | 586.8058 | 586.8058 | 621.4273 | 621.4273 | 794.0598 | 794.0598 | 500 | 500 | 517.5 | 517.5 | 835.6686 | 835.6686 | 586.8058 | 586.8058 | 621.4273 | 621.4273 | 794.0598 | 794.0598 | 500 | 500 | 517.5 | 517.5 | 835.6686 | 835.6686 | 500 | 500 | 517.5 | 517.5
6 | Pole erection complete (including earthing) | No. | 2 | 853.5357 | 1707.0713 | 903.8943 | 1807.7885 | 1154.9961 | 2309.9922 | 1215.5179 | 2431.0358 | 1045.1763 | 2090.3525 | 1106.8417 | 2213.6833 | 1414.3223 | 2828.6446 | 1400 | 2800 | 1449 | 2898 | 1488.4328 | 2976.8655 | 853.5357 | 1707.0713 | 903.8943 | 1807.7885 | 1154.9961 | 2309.9922 | 1600 | 3200 | 1656 | 3312 | 1215.5179 | 2431.0358 | 1400 | 2800 | 1449 | 2898
7 | Concreting of stay and poles | Cft. | 103 | 17.0707 | 1758.2842 | 18.0779 | 1862.0229 | 23.0999 | 2379.2929 | 24.3104 | 2503.9678 | 17.0707 | 1758.2842 | 18.0779 | 1862.0229 | 23.0999 | 2379.2929 | 0 | 0 | 0 | 0 | 24.3104 | 2503.9678 | 17.0707 | 1758.2842 | 18.0779 | 1862.0229 | 23.0999 | 2379.2929 | 0 | 0 | 0 | 0 | 24.3104 | 2503.9678 | 0 | 0 | 0 | 0
8 | Stay erection complete with binding of stay wire. | No. | 6 | 149.3687 | 896.2124 | 158.1815 | 949.089 | 202.1243 | 1212.7459 | 212.7156 | 1276.2938 | 149.3687 | 896.2124 | 158.1815 | 949.089 | 202.1243 | 1212.7459 | 250 | 1500 | 258.75 | 1552.5 | 212.7156 | 1276.2938 | 149.3687 | 896.2124 | 158.1815 | 949.089 | 202.1243 | 1212.7459 | 250 | 1500 | 258.75 | 1552.5 | 212.7156 | 1276.2938 | 250 | 1500 | 258.75 | 1552.5
9 | Anticlimbing devices and danger board fixing | No. | 2 | 53.346 | 106.692 | 56.4934 | 112.9868 | 72.1873 | 144.3745 | 75.9699 | 151.9397 | 53.346 | 106.692 | 56.4934 | 112.9868 | 72.1873 | 144.3745 | 90 | 180 | 93.15 | 186.3 | 75.9699 | 151.9397 | 53.346 | 106.692 | 56.4934 | 112.9868 | 72.1873 | 144.3745 | 100 | 200 | 103.5 | 207 | 75.9699 | 151.9397 | 90 | 180 | 93.15 | 186.3
10 | Painting of cross arm and numbering of poles etc. | No. | 2 | 64.0152 | 128.0303 | 67.7921 | 135.5841 | 86.6247 | 173.2494 | 91.1638 | 182.3277 | 64.0152 | 128.0303 | 67.7921 | 135.5841 | 86.6247 | 173.2494 | 100 | 200 | 103.5 | 207 | 91.1638 | 182.3277 | 256.0563 | 512.1127 | 271.1637 | 542.3273 | 346.4929 | 692.9859 | 100 | 200 | 103.5 | 207 | 364.6492 | 729.2983 | 400 | 800 | 414 | 828
| TOTAL |  |  |  | 7801.3167 |  | 8261.5944 |  | 10556.6653 |  | 11109.8345 |  | 8362.1621 |  | 8855.5304 |  | 11315.5968 |  | 9030 |  | 9346.05 |  | 11908.534 |  | 8185.399 |  | 8668.3375 |  | 11076.4017 |  | 9450 |  | 9780.75 |  | 11656.8052 |  | 9630 |  | 9967.05
1. The rates are proposed for normal soil conditions. In case of soft rock & hard rock, the rates of pit digging will be taken as two times and ten times respectively as compared to the rates applicable for normal soil.

## AL-2 (A)
LABOUR SCHEDULE AL-2(A)
SCHEDULE OF LABOUR CHARGES PER 33 kV FOUR POLE STRUCTURE (PCC POLE / 9.1 MTR. LONG/H. Beam Pole )
S.No. | Particulars | Unit | Qty. | For 280 Kg. 9.1 Mtr. Long PCC poles | [19 empty] | For 152x152 mm 37.1 Kg/Mtr 13.0 Mtr Long H-Beam poles
|  |  |  | Year 2015-16 (PCC Pole) |  | Year 2016-17 (PCC Pole) |  | Year 2017-18 (Already published) (PCC Pole) |  | year 2018-19 |  | Year 2019-20 | [7 empty] | Year 2020-21 |  | Year 2022-23 |  | Year 2019-20 |  | Year 2020-21 |  | Year 2022-23
|  |  |  | Rate | Amount | Rate | Amount | Rate | Amount | Rate | Amount | Rate | Amount | Rate | Amount | Rate | Amount | Rate | Amount | Rate | Amount | Rate | Amount | Rate | Amount | Rate | Amount | Rate | Amount
1 | Pit digging | No. | 4 | 267.8991 | 1071.5963 | 284.5546 | 1138.2185 | 301.3433 | 1205.3734 | 385.0565 | 1540.2261 | 405.2335 | 1620.934 | 256.0607 | 1024.2428 | 271.1683 | 1084.6731 | 346.4988 | 1385.9953 | 400 | 1600 | 414 | 1656 | 364.6554 | 1458.6215 | 400 | 1600 | 414 | 1656
2 | Stay Pit digging | No. | 8 | 223.2492 | 1785.9938 | 237.1289 | 1897.0308 | 251.1195 | 2008.9556 | 320.8804 | 2567.0435 | 337.6946 | 2701.5566 | 213.3839 | 1707.0713 | 225.9736 | 1807.7885 | 288.749 | 2309.9922 | 320 | 2560 | 331.2 | 2649.6 | 303.8795 | 2431.0358 | 320 | 2560 | 331.2 | 2649.6
3 | Shifting of materials to pole pit | Set | 6 | 194.2268 | 1165.361 | 206.3021 | 1237.8126 | 218.4739 | 1310.8436 | 279.166 | 1674.9959 | 293.7943 | 1762.7657 | 185.644 | 1113.864 | 196.597 | 1179.582 | 251.2117 | 1507.2699 | 130 | 780 | 134.55 | 807.3 | 264.3751 | 1586.2509 | 130 | 780 | 134.55 | 807.3
4 | Transportation of pole from road side to pole pit for a lead of 1.0 Km. | No. | 4 | 334.8738 | 1339.4953 | 355.6933 | 1422.7731 | 376.6792 | 1506.7167 | 481.3207 | 1925.2826 | 506.5419 | 2026.1674 | 320.0759 | 1280.3035 | 338.9604 | 1355.8414 | 433.1235 | 1732.4941 | 500 | 2000 | 517.5 | 2070 | 455.8192 | 1823.2768 | 500 | 2000 | 517.5 | 2070
5 | Cross arm fixing complete including insulator etc. | No. | 6 | 613.9354 | 3683.6122 | 652.1043 | 3912.6261 | 690.5785 | 4143.471 | 882.4212 | 5294.5272 | 928.6601 | 5571.9605 | 586.8058 | 3520.8346 | 621.4273 | 3728.5639 | 794.0598 | 4764.3589 | 850 | 5100 | 879.75 | 5278.5 | 835.6686 | 5014.0113 | 850 | 5100 | 879.75 | 5278.5
6 | Pole erection complete (including earthing) | No. | 4 | 892.9969 | 3571.9876 | 948.5154 | 3794.0616 | 1004.4778 | 4017.9113 | 1283.5218 | 5134.087 | 1350.7783 | 5403.1132 | 853.5357 | 3414.1427 | 903.8943 | 3615.5771 | 1154.9961 | 4619.9844 | 1400 | 5600 | 1449 | 5796 | 1215.5179 | 4862.0716 | 1400 | 5600 | 1449 | 5796
7 | Concreting of stay and poles | Cft. | 134 | 17.8599 | 2393.2317 | 18.9703 | 2542.0213 | 20.0896 | 2692.0005 | 25.6704 | 3439.8383 | 27.0156 | 3620.0858 | 17.0707 | 2287.4756 | 18.0779 | 2422.4366 | 23.0999 | 3095.3895 | 0 | 0 | 0 | 0 | 24.3104 | 3257.588 | 0 | 0 | 0 | 0
8 | Stay erection complete with binding of stay wire. | No. | 8 | 156.2745 | 1250.1957 | 165.9902 | 1327.9216 | 175.7836 | 1406.2689 | 224.6163 | 1796.9305 | 236.3862 | 1891.0896 | 149.3687 | 1194.9499 | 158.1815 | 1265.452 | 202.1243 | 1616.9945 | 250 | 2000 | 258.75 | 2070 | 212.7156 | 1701.7251 | 250 | 2000 | 258.75 | 2070
9 | Anticlimbing devices and danger board fixing | No. | 4 | 55.8123 | 223.2492 | 59.2822 | 237.1289 | 62.7799 | 251.1195 | 80.2201 | 320.8804 | 84.4236 | 337.6946 | 53.346 | 213.3839 | 56.4934 | 225.9736 | 72.1873 | 288.749 | 90 | 360 | 93.15 | 372.6 | 75.9699 | 303.8795 | 90 | 360 | 93.15 | 372.6
10 | Painting of cross arm and numbering of poles etc. | No. | 6 | 66.9748 | 401.8486 | 71.1387 | 426.8319 | 75.3358 | 452.015 | 96.2641 | 577.5848 | 101.3084 | 607.8502 | 256.0563 | 1536.338 | 271.1637 | 1626.982 | 346.4929 | 2078.9576 | 100 | 600 | 103.5 | 621 | 364.6492 | 2187.895 | 400 | 2400 | 414 | 2484
| TOTAL |  |  |  | 16886.5713 |  | 17936.4264 |  | 18994.6755 |  | 24271.3964 |  | 25543.2175 |  | 17292.6064 |  | 18312.8702 |  | 23400.1855 |  | 20600 |  | 21321 |  | 24626.3553 |  | 22400 |  | 23184
1. The rates are proposed for normal soil conditions. In case of soft rock & hard rock, the rates of pit digging will be taken as two times and ten times respectively as compared to the rates applicable for normal soil.

## AL-3
LABOUR SCHEDULE AL-3
LABOUR CHARGES OF 33 kV LINE ON 280 Kg. 9.1 MTR. LONG PCC POLES, 365 Kg 11 MTR. LONG PCC POLES AND 152x152 mm, 37.1 Kg./ Mtr., 13 Mtr. LONG H-BEAM POLE WITH DOG CONDUCTOR
S. No. | Particulars | Unit | Qty. | For 280 Kg. 9.1 Mtr. Long PCC poles | [19 empty] | For 365 Kg. 11 Mtr. Long PCC poles | [11 empty] | For 152x152 mm 37.1 Kg/Mtr 13.0 Mtr Long H-Beam poles
|  |  |  | Year 2015-16 |  | Year 2016-17 |  | Year 2017-18 (Already published) |  | year 2018-19 |  | Year 2019-20 | [7 empty] | Year 2020-21 |  | Year 2022-23 |  | Year 2019-20 | [7 empty] | Year 2020-21 |  | Year 2022-23 |  | Year 2019-20 |  | Year 2020-21 |  | Year 2022-23
|  |  |  | Rate | Amount | Rate | Amount | Rate | Amount | Rate | Amount | Rate | Amount | Rate | Amount | Rate | Amount | Rate | Amount | Rate | Amount | Rate | Amount | Rate | Amount | Rate | Amount | Rate | Amount | Rate | Amount | Rate | Amount | Rate | Amount | Rate | Amount | Rate | Amount | Rate | Amount
1 | Survey | Km. | 1 | 3013.4119 | 3013.4119 | 3200.7587 | 3200.7587 | 3389.6035 | 3389.6035 | 4331.2354 | 4331.2354 | 4558.1921 | 4558.1921 | 3200.7567 | 3200.7567 | 3389.6014 | 3389.6014 | 4331.2326 | 4331.2326 | 2500 | 2500 | 2587.5 | 2587.5 | 4558.1892 | 4558.1892 | 3200.7587 | 3200.7587 | 3389.6035 | 3389.6035 | 4331.2354 | 4331.2354 | 2500 | 2500 | 2587.5 | 2587.5 | 4558.1921 | 4558.1921 | 2500 | 2500 | 2587.5 | 2587.5
2 | Tree cutting | Km. | 1
3 | Approach Clearance | Km. | 1
4 | Pit digging | No. | 10 | 241.073 | 2410.7295 | 256.0607 | 2560.607 | 271.1683 | 2711.6828 | 346.4988 | 3464.9883 | 364.6554 | 3646.5537 | 281.4753 | 2814.7532 | 298.0824 | 2980.8236 | 380.8896 | 3808.8964 | 400 | 4000 | 414 | 4140 | 400.8483 | 4008.4825 | 256.0607 | 2560.607 | 271.1683 | 2711.6828 | 346.4988 | 3464.9883 | 400 | 4000 | 414 | 4140 | 364.6554 | 3646.5537 | 400 | 4000 | 414 | 4140
5 | Stay Pit digging | No. | 3 | 200.8941 | 602.6824 | 213.3839 | 640.1517 | 225.9736 | 677.9207 | 288.749 | 866.2471 | 303.8795 | 911.6384 | 213.3795 | 640.1386 | 225.9689 | 677.9068 | 288.7431 | 866.2293 | 320 | 960 | 331.2 | 993.6 | 303.8732 | 911.6197 | 213.3839 | 640.1517 | 225.9736 | 677.9207 | 288.749 | 866.2471 | 320 | 960 | 331.2 | 993.6 | 303.8795 | 911.6384 | 320 | 960 | 331.2 | 993.6
6 | Transportation of pole from road side to pole pit for a lead of 1.0 Km. | No. | 10 | 301.3412 | 3013.4119 | 320.0759 | 3200.7587 | 338.9604 | 3389.6035 | 433.1235 | 4331.2354 | 455.8192 | 4558.1921 | 383.4437 | 3834.4373 | 406.0669 | 4060.6691 | 518.8723 | 5188.723 | 500 | 5000 | 517.5 | 5175 | 546.0612 | 5460.6121 | 320.0759 | 3200.7587 | 338.9604 | 3389.6035 | 433.1235 | 4331.2354 | 600 | 6000 | 621 | 6210 | 455.8192 | 4558.1921 | 600 | 6000 | 621 | 6210
7 | Shifting of materials (other No than pole) to pole pits | No. | 10 | 78.3487 | 783.4871 | 83.2197 | 832.1973 | 88.1297 | 881.2969 | 112.6121 | 1126.1212 | 118.513 | 1185.1299 | 83.2211 | 832.211 | 88.1311 | 881.3114 | 112.614 | 1126.1397 | 130 | 1300 | 134.55 | 1345.5 | 118.5149 | 1185.1495 | 83.2197 | 832.1973 | 88.1297 | 881.2969 | 112.6121 | 1126.1212 | 138 | 1380 | 142.83 | 1428.3 | 118.513 | 1185.1299 | 130 | 1300 | 134.55 | 1345.5
8 | Cross arm fixing complete with top clamp | No. | 10 | 80.3577 | 803.5765 | 85.3536 | 853.5357 | 90.3894 | 903.8943 | 115.4996 | 1154.9961 | 121.5518 | 1215.5179 | 85.3561 | 853.5606 | 90.3921 | 903.9207 | 115.503 | 1155.0299 | 133 | 1330 | 137.655 | 1376.55 | 121.5553 | 1215.5534 | 85.3536 | 853.5357 | 90.3894 | 903.8943 | 115.4996 | 1154.9961 | 142 | 1420 | 146.97 | 1469.7 | 121.5518 | 1215.5179 | 142 | 1420 | 146.97 | 1469.7
9 | Pole erection complete | No. | 10 | 803.5765 | 8035.7651 | 853.5357 | 8535.3567 | 903.8943 | 9038.9427 | 1154.9961 | 11549.961 | 1215.5179 | 12155.1789 | 1045.1763 | 10451.7626 | 1106.8417 | 11068.4166 | 1414.3223 | 14143.2228 | 1400 | 14000 | 1449 | 14490 | 1488.4328 | 14884.3277 | 853.5357 | 8535.3567 | 903.8943 | 9038.9427 | 1154.9961 | 11549.961 | 1600 | 16000 | 1656 | 16560 | 1215.5179 | 12155.1789 | 1400 | 14000 | 1449 | 14490
10 | Concreting of stay and base pad for poles |  |  | 0 | 0 | 0 | 0 | 0 | 0 | 0 | 0 | 0 | 0 | 0 | 0 | 0 | 0 | 0 | 0 | 0 | 0 | 0 | 0 | 0 | 0 | 0 | 0 | 0 | 0 | 0 | 0 | 0 | 0 | 0 | 0 | 0 | 0 | 0 | 0 | 0 | 0
| (i) For PCC poles | Cft | 51 | 16.0715 | 819.648 | 17.0707 | 870.6064 | 18.0779 | 921.9722 | 23.0999 | 1178.096 | 24.3104 | 1239.8283 | 17.0707 | 870.6064 | 18.0779 | 921.9722 | 23.0999 | 1178.096 | 0 | 0 | 0 | 0 | 24.3104 | 1239.8283 | 0 | 0 | 0 | 0 | 0 | 0 | 0 | 0 | 0 | 0 | 0 | 0 | 0 | 0 | 0 | 0
| (ii) For Rail poles | Cft | 270 | 0 | 0 | 0 | 0 | 0 | 0 | 0 | 0 | 0 | 0 | 0 | 0 | 0 | 0 | 0 | 0 | 0 | 0 | 0 | 0 | 0 | 0 | 17.0707 | 4609.0926 | 18.0779 | 4881.0291 | 23.0999 | 6236.9789 | 0 | 0 | 0 | 0 | 24.3104 | 6563.7966 | 0 | 0 | 0 | 0
11 | Stay erection complete | No. | 3 | 140.6259 | 421.8777 | 149.3687 | 448.1062 | 158.1815 | 474.5445 | 202.1243 | 606.373 | 212.7156 | 638.1469 | 149.3731 | 448.1193 | 158.1861 | 474.5584 | 202.1302 | 606.3907 | 250 | 750 | 258.75 | 776.25 | 212.7218 | 638.1655 | 149.3687 | 448.1062 | 158.1815 | 474.5445 | 202.1243 | 606.373 | 250 | 750 | 258.75 | 776.25 | 212.7156 | 638.1469 | 250 | 750 | 258.75 | 776.25
12 | Insulator fixing with G.I. Pin | No. | 30 | 20.0894 | 602.6824 | 21.3384 | 640.1517 | 22.5974 | 677.9207 | 28.8749 | 866.2471 | 30.3879 | 911.6384 | 21.339 | 640.1705 | 22.598 | 677.9405 | 28.8757 | 866.2724 | 35 | 1050 | 36.225 | 1086.75 | 30.3888 | 911.6651 | 21.3384 | 640.1517 | 22.5974 | 677.9207 | 28.8749 | 866.2471 | 35 | 1050 | 36.225 | 1086.75 | 30.3879 | 911.6384 | 35 | 1050 | 36.225 | 1086.75
13 | Anti climbing devices and danger board. | No. | 10 | 50.2235 | 502.2353 | 53.346 | 533.4598 | 56.4934 | 564.9339 | 72.1873 | 721.8726 | 75.9699 | 759.6987 | 53.3422 | 533.4223 | 56.4894 | 564.8942 | 72.1822 | 721.8218 | 90 | 900 | 93.15 | 931.5 | 75.9645 | 759.6453 | 53.346 | 533.4598 | 56.4934 | 564.9339 | 72.1873 | 721.8726 | 100 | 1000 | 103.5 | 1035 | 75.9699 | 759.6987 | 90 | 900 | 93.15 | 931.5
14 | Painting and numbering etc. | No. | 10 | 60.2682 | 602.6824 | 64.0152 | 640.1517 | 67.7921 | 677.9207 | 86.6247 | 866.2471 | 91.1638 | 911.6384 | 64.017 | 640.1705 | 67.7941 | 677.9405 | 86.6272 | 866.2724 | 100 | 1000 | 103.5 | 1035 | 91.1665 | 911.6651 | 256.0563 | 2560.5634 | 271.1637 | 2711.6366 | 346.4929 | 3464.9293 | 100 | 1000 | 103.5 | 1035 | 364.6492 | 3646.4916 | 400 | 4000 | 414 | 4140
15 | Stringing of line for Dog conductor | Km. | 1 | 9040.2357 | 9040.2357 | 9602.2762 | 9602.2762 | 10168.8105 | 10168.8105 | 12993.7061 | 12993.7061 | 13674.5763 | 13674.5763 | 9602.2808 | 9602.2808 | 10168.8153 | 10168.8153 | 12993.7122 | 12993.7122 | 15000 | 15000 | 15525 | 15525 | 13674.5827 | 13674.5827 | 9602.2762 | 9602.2762 | 10168.8105 | 10168.8105 | 12993.7061 | 12993.7061 | 15000 | 15000 | 15525 | 15525 | 13674.5763 | 13674.5763 | 15000 | 15000 | 15525 | 15525
16 | Carpet guarding | Span | 1 | 1707.6001 | 1707.6001 | 1813.7633 | 1813.7633 | 1920.7753 | 1920.7753 | 2454.3667 | 2454.3667 | 2582.9755 | 2582.9755 | 1813.7632 | 1813.7632 | 1920.7752 | 1920.7752 | 2454.3666 | 2454.3666 | 2582.98 | 2582.98 | 2673.3843 | 2673.3843 | 2582.9754 | 2582.9754 | 1813.7633 | 1813.7633 | 1920.7753 | 1920.7753 | 2454.3667 | 2454.3667 | 2743.56 | 2743.56 | 2839.5846 | 2839.5846 | 2582.9755 | 2582.9755 | 2582.98 | 2582.98 | 2673.3843 | 2673.3843
17 | Twisting of jointing sleeves | No. | 3 | 60.2682 | 180.8047 | 64.0152 | 192.0455 | 67.7921 | 203.3762 | 86.6247 | 259.8741 | 91.1638 | 273.4915 | 64.017 | 192.0511 | 67.7941 | 203.3822 | 86.6272 | 259.8817 | 50 | 150 | 51.75 | 155.25 | 91.1665 | 273.4995 | 64.0152 | 192.0455 | 67.7921 | 203.3762 | 86.6247 | 259.8741 | 50 | 150 | 51.75 | 155.25 | 91.1638 | 273.4915 | 50 | 150 | 51.75 | 155.25
| TOTAL |  |  |  | 32540.8308 |  | 34563.9268 |  | 36603.1985 |  | 46771.567 |  | 49222.3971 |  | 37368.1211 |  | 39572.928 |  | 50566.2875 |  | 50522.98 |  | 52291.2843 |  | 53215.9609 |  | 40221.384 |  | 42595.9713 | 0 | 54429.1321 |  | 53953.56 |  | 55841.9346 |  | 57281.2186 |  | 54612.98 |  | 56524.4343
1. The rates are proposed for normal soil conditions. In case of soft rock & hard rock, the rates of pit digging will be taken as two times and ten times respectively as compared to the rates applicable for normal soil.

## AL-3(A)
LABOUR SCHEDULE AL-3 (A)
LABOUR SCHEDULE FOR AUGMENTATION OF 33 kV LINE FROM RACCOON TO DOG CONDUCTOR
S. No. | Particulars | Unit | Qty. | 2017-18 |  | 2018-19 (27.77%) |  | 2020-21 |  | 2022-23
|  |  |  | Rate | Amount | Rate | Amount | Rate | Amount | Rate | Amount
1 | Stay Pit digging | No. | 2 | 225.9736 | - | 288.75 | - | 320 | 640 | 331.2 | 662.4
2 | Twisting of jointing sleeves | No. | 3 | 67.79 | - | 86.62 | - | 50 | 150 | 51.75 | 155.25
3 | Insulator fixing with G.I. Pin | No. | 6 | 22.6 | - | 28.87 | - | 50 | 300 | 51.75 | 310.5
4 | Carpet guarding | Span | 1 | 1920.78 | 1920.78 | 2454.37 | 2454.37 | 2582.98 | 2582.98 | 2673.3843 | 2673.3843
5 | Stringing of line for Dog conductor | Km. | 1 | 10168.81 | 10168.81 | 12993.71 | 12993.71 | 15000 | 15000 | 15525 | 15525
6 | Shifting of materials to pits | No. | 10 | 88.13 | - | 112.61 | - | 130 | 1300 | 134.55 | 1345.5
7 | Stay erection | No. | 2 | 158.18 | 316.36 | 202.12 | 404.24 | 250 | 500 | 258.75 | 517.5
| TOTAL |  |  |  | 12405.95 |  | 15852.32 |  | 20472.98 |  | 21189.5343
8 | Dismantling of line | Km. | [5 empty] | 9800 | 9800 | 10143 | 10143
9 | G.TOTAL | [7 empty] | 30272.98 |  | 31332.5343

## AL-3 (B)
LABOUR SCHEDULE AL-3 (B)
LABOUR CHARGES FOR ADDITIONAL MID-SPAN H-Beam POLE FOR 33 kV LINE
S. No. | Particulars | Unit | Qty. | For 60 Kg. / Mtr. 13.0 Mt. Rail poles |  | For 37.1 Kg/ Mtr. 13.0 Mtr. Long H-Beam Pole | [7 empty] | For 37.1 Kg/ Mtr. 13.0 Mtr. Long H-Beam Pole
|  |  |  | Year 2015-16 |  | Year 2016-17 |  | Year 2017-18 (Already published) |  | year 2018-19 |  | Year 2019-20 |  | Year 2020-21 |  | Year 2022-23
|  |  |  | Rate | Amount | Rate | Amount | Rate | Amount | Rate | Amount | Rate | Amount | Rate | Amount | Rate | Amount
1 | Pit digging | No. | 1 | 241.073 | 241.073 | 256.0607 | 256.0607 | 271.1683 | 271.1683 | 346.4988 | 346.4988 | 364.6554 | 364.6554 | 400 | 400 | 414 | 414
2 | Transportation of pole from road side to pole pit for a lead of 1.0 Km. | No. | 1 | 301.3412 | 301.3412 | 320.0759 | 320.0759 | 338.9604 | 338.9604 | 433.1235 | 433.1235 | 455.8192 | 455.8192 | 625 | 625 | 646.875 | 646.875
3 | Shifting of materials (other No than pole) to pole pits | No. | 1 | 78.3487 | 78.3487 | 83.2197 | 83.2197 | 88.1297 | 88.1297 | 112.6121 | 112.6121 | 118.513 | 118.513 | 130 | 130 | 134.55 | 134.55
4 | Cross arm fixing complete with top clamp | No. | 1 | 80.3577 | 80.3577 | 85.3536 | 85.3536 | 90.3894 | 90.3894 | 115.4996 | 115.4996 | 121.5518 | 121.5518 | 133 | 133 | 137.655 | 137.655
5 | Pole erection complete | No. | 1 | 803.5765 | 803.5765 | 853.5357 | 853.5357 | 903.8943 | 903.8943 | 1154.9961 | 1154.9961 | 1215.5179 | 1215.5179 | 1400 | 1400 | 1449 | 1449
6 | Concreting of pole @ 0.6 cmt. Per pole and @ 0.05 cmt per pole for base padding | Cft | 24 | 14.7959 | 355.1019 | 15.7158 | 377.1789 | 16.643 | 399.4325 | 21.2664 | 510.3948 | 22.3808 | 537.1395 | 0 | 0 | 0 | 0
7 | Insulator fixing with G.I. Pin | No. | 3 | 20.0894 | 60.2682 | 21.3384 | 64.0152 | 22.5974 | 67.7921 | 28.8749 | 86.6247 | 30.3879 | 91.1638 | 35 | 105 | 36.225 | 108.675
8 | Anti climbing devices and danger board. | No. | 1 | 50.2235 | 50.2235 | 53.346 | 53.346 | 56.4934 | 56.4934 | 72.1873 | 72.1873 | 75.9699 | 75.9699 | 90 | 90 | 93.15 | 93.15
9 | Painting and numbering etc. | No. | 1 | 241.0688 | 241.0688 | 256.0563 | 256.0563 | 271.1637 | 271.1637 | 346.4929 | 346.4929 | 364.6492 | 364.6492 | 400 | 400 | 414 | 414
10 | TOTAL |  |  |  | 2211.3595 |  | 2348.8419 |  | 2487.4236 |  | 3178.4299 |  | 3344.9796 |  | 3283 |  | 3397.905
Note :- The rates are proposed for normal soil conditions . In case of soft rock & hard rock, the rates of pit digging will be taken as two times and ten times respectively as compared to the rates applicable for normal soil.

## AL-4
LABOUR SCHEDULE AL-4
LABOUR CHARGES OF 33 kV LINE ON 37.1 Kg. / Mtr. H-Beam Pole 13 Mtr. Long MAX. 50 METER SPAN ON PANTHER CONDUCTOR
S. No. | Particulars | Unit | Qty. | For 60 Kg./ Mtr 13 Mtr. Long Rail poles | [9 empty] | For 37.1 Kg/ Mtr. 13.0 Mtr. Long H-Beam Pole
|  |  |  | Year 2015-16 |  | Year 2016-17 |  | Year 2017-18 (Already published) |  | year 2018-19 |  | Year 2019-20 |  | Year 2020-21 |  | Year 2022-23
|  |  |  | Rate | Amount | Rate | Amount | Rate | Amount | Rate | Amount | Rate | Amount | Rate | Amount | Rate | Amount
1 | Survey | Km. | 1 | 3013.4119 | 3013.4119 | 3200.7587 | 3200.7587 | 3389.6035 | 3389.6035 | 4331.2354 | 4331.2354 | 4558.1921 | 4558.1921 | 2500 | 2500 | 2587.5 | 2587.5
2 | Tree cutting | Km. | 1
3 | Approach Clearance | Km. | 1
4 | Pit digging 7 feet depth | No. | 20 | 281.2518 | 5625.0356 | 298.7375 | 5974.7497 | 316.363 | 6327.2599 | 404.2486 | 8084.9727 | 425.4313 | 8508.6253 | 450 | 9000 | 465.75 | 9315
5 | Stay Pit digging | No. | 12 | 200.8941 | 2410.7295 | 213.3839 | 2560.607 | 225.9736 | 2711.6828 | 288.749 | 3464.9883 | 303.8795 | 3646.5537 | 320 | 3840 | 331.2 | 3974.4
6 | Transportation of pole from road side to pole pit for a lead of 1.0 Km. | No. | 20 | 401.7883 | 8035.7651 | 426.7678 | 8535.3567 | 451.9471 | 9038.9427 | 577.498 | 11549.961 | 607.7589 | 12155.1789 | 500 | 10000 | 517.5 | 10350
7 | Shifting of materials (other No than pole) to pole pits | No. | 20 | 78.3487 | 1566.9742 | 83.2197 | 1664.3945 | 88.1297 | 1762.5938 | 112.6121 | 2252.2424 | 118.513 | 2370.2599 | 130 | 2600 | 134.55 | 2691
8 | DC Cross arm fixing | No. | 30 | 120.5365 | 3616.0943 | 128.0303 | 3840.9105 | 135.5841 | 4067.5242 | 173.2494 | 5197.4824 | 182.3277 | 5469.8305 | 190 | 5700 | 196.65 | 5899.5
9 | Pole erection complete | No. | 20 | 1004.4706 | 20089.4128 | 1066.9196 | 21338.3916 | 1129.8678 | 22597.3567 | 1443.7451 | 28874.9025 | 1519.3974 | 30387.9473 | 1600 | 32000 | 1656 | 33120
10 | Concreting of stay and base pad for poles | Cft | 512 | 16.0715 | 8228.6235 | 17.0707 | 8740.2052 | 18.0779 | 9255.8773 | 23.0999 | 11827.16 | 24.3104 | 12446.9032 | 0 | 0 | 0 | 0
11 | Stay erection complete | No. | 12 | 140.6259 | 1687.5107 | 149.3687 | 1792.4249 | 158.1815 | 1898.178 | 202.1243 | 2425.4918 | 212.7156 | 2552.5876 | 250 | 3000 | 258.75 | 3105
12 | Insulator fixing with hardware | No. | 180 | 20.0894 | 3616.0943 | 21.3384 | 3840.9105 | 22.5974 | 4067.5242 | 28.8749 | 5197.4824 | 30.3879 | 5469.8305 | 35 | 6300 | 36.225 | 6520.5
13 | Anti climbing devices and danger board. | No. | 20 | 50.2235 | 1004.4706 | 53.346 | 1066.9196 | 56.4934 | 1129.8678 | 72.1873 | 1443.7451 | 75.9699 | 1519.3974 | 90 | 1800 | 93.15 | 1863
14 | Painting and numbering etc. | No. | 20 | 241.073 | 4821.4591 | 256.0607 | 5121.214 | 271.1683 | 5423.3656 | 346.4988 | 6929.9766 | 364.6554 | 7293.1074 | 400 | 8000 | 414 | 8280
15 | Stringing of line for Panther conductor | Km. | 1 | 30134.1191 | 30134.1191 | 32007.5875 | 32007.5875 | 33896.0351 | 33896.0351 | 43312.3537 | 43312.3537 | 45581.921 | 45581.921 | 50568 | 50568 | 52337.88 | 52337.88
16 | Carpet guarding | Span | 5 | 2008.9413 | 10044.7064 | 2133.8392 | 10669.1958 | 2259.7357 | 11298.6784 | 2887.4902 | 14437.4512 | 3038.7947 | 15193.9737 | 3038.79 | 15193.95 | 3145.1476 | 15725.7383
17 | Twisting of jointing sleeves | No. | 6 | 120.5365 | 723.2189 | 128.0303 | 768.1821 | 135.5841 | 813.5048 | 173.2494 | 1039.4965 | 182.3277 | 1093.9661 | 150 | 900 | 155.25 | 931.5
| TOTAL |  |  |  | 104617.6259 |  | 111121.8083 |  | 117677.995 |  | 150368.942 |  | 158248.2746 |  | 151401.95 |  | 156701.0182
1. The rates are proposed for normal soil conditions. In case of soft rock & hard rock, the rates of pit digging will be taken as two times and ten times respectively as compared to the rates applicable for normal soil.

## AL-5
LABOUR SCHEDULE AL-5 (REVISED)
SCHEDULE OF LABOUR CHARGES FOR 33 kV / 11 kV UNDERGROUND CABLE CROSSING UNDER EXISTING RAIWAY TRACK/Road Crossing 2.5 Mtr. DEEP FROM GROUND LEVEL. (60 Mtr. LONG CORRIDOR / ROUTE LENGTH OF HDPE PIPE DOUBLE CIRCUIT )
S. No. | Particulars | Unit | Year 2015-16 |  |  | Qty. | Year 2016-17 |  |  | Year 2017-18 |  |  | Year 2018-19 |  |  | Year 2016-17 |  |  | Year 2017-18 |  |  | Year 2019-20 | [5 empty] | Year 2020-21 |  |  | Year 2022-23
[13 empty] | Using HDD Technique | [14 empty] | Using HDD Technique |  |  | Using HDD Technique
|  |  | Qty. | Rate | Amount |  | Rate | 3x240 sq.mm AB XLPE Cable | 3x400 sq.mm AB XLPE Cable | Rate | 3x240 sq.mm AB XLPE Cable | 3x400 sq.mm AB XLPE Cable | Rate | 3x240 sq.mm AB XLPE Cable | 3x400 sq.mm AB XLPE Cable | Rate | 3x240 sq.mm AB XLPE Cable | 3x400 sq.mm AB XLPE Cable | Rate | 3x240 sq.mm AB XLPE Cable | 3x400 sq.mm AB XLPE Cable | Rate | 3x240 sq.mm AB XLPE Cable | 3x400 sq.mm AB XLPE Cable | Rate | 3x240 sq.mm AB XLPE Cable | 3x400 sq.mm AB XLPE Cable | Rate | 3x240 sq.mm AB XLPE Cable | 3x400 sq.mm AB XLPE Cable | Rate | 3x240 sq.mm AB XLPE Cable | 3x400 sq.mm AB XLPE Cable
[8 empty] | Amount | Amount |  | Amount | Amount |  | Amount | Amount |  | Amount | Amount |  | Amount | Amount |  | Amount | Amount |  | Amount | Amount |  | Amount | Amount |  | Amount | Amount
1 | 2 | 3 | 4 | 5 | 6 | 4 | 8 | 9 | 10 | 11 | 12 | 13 | 14 | 15 | 16 | 17 | 18 | 19 | 20 | 21 | 22 | 23 | 24 | 25 | 26 | 27 | 28 | 5 | 6 | 7 | 8 | 9 | 10
1 | Labour charges for laying of HDPE Pipe of maximum 240 mm dia, in normal soil under 2.5 mtr. Deep from ground level using
a | Pipe Pushing method * | Mtr. | 100 | 12899.2199 | 1289921.9898 | 120 | & | & | & | [6 empty] | 13701.1773 | 1644141.2758 | 1644141.2758 | 14509.5468 | 1741145.6111 | 1741145.6111 |  |  |  | 18540.2988 | 2224835.8619 | 2224835.8619
b | Using HDD Technique (Horizontal Directional Drilling) ** | Mtr. |  |  |  | 120 | 1285.2269 | 154227.2292 | 154227.2292 | 1361.0553 | 163326.6357 | 163326.6357 | 1739.1565 | 208698.7751 | 208698.7751 | & | & | & | & | & | & | 1830.2883 | 219634.5909 | 219634.5909 | & | & | & | 1200 | 144000 | 144000 | 1242 | 149040 | 149040
2 | Laying of 240 sqmm 3 core XLPE cable through HDPE pipe. | Mtr. | 160 | 322.4805 | 51596.8796 | 180 | 342.5294 | 61655.2978 |  | 362.7387 | 65292.9604 | & | 463.5075 | 83431.3448 | & | 342.5294 | 61655.2978 |  | 362.7387 | 65292.9604 |  | 487.7953 | 87803.1473 | 0 | 463.5075 | 83431.3448 |  | 300 | 54000 | 0 | 310.5 | 55890 | 0
3 | Laying of 400 sqmm 3 core XLPE cable through HDPE pipe. | Mtr. |  |  |  | 190 | 342.5294 |  | 65080.5922 | 362.7387 |  | 68920.3471 | 463.5075 |  | 88066.4195 | 342.5294 |  | 65080.5922 | 362.7387 |  | 68920.3471 | 487.7953 | 0 | 92681.0999 | 463.5075 |  | 88066.4195 | 400 | 0 | 76000 | 414 | 0 | 78660
4 | Earthing pit digging and laying of earth pipe complete. | Set. | 4 | 7042.9741 | 28171.8963 | 10 | 746.8437 | 7468.4371 | 7468.4371 | 790.9075 | 7909.0749 | 7909.0749 | 1010.6216 | 10106.2159 | 10106.2159 | 746.8437 | 7468.4371 | 7468.4371 | 790.9075 | 7909.0749 | 7909.0749 | 1063.5782 | 10635.7816 | 10635.7816 | 1010.6216 | 10106.2159 | 10106.2159 | 250 | 2500 | 2500 | 258.75 | 2587.5 | 2587.5
5 | Joining kit labour charges. | Set. | 4 | 5159.688 | 20638.7518 | 4 | 5480.4709 | 21921.8837 | 21921.8837 | 5803.8187 | 23215.2748 | 23215.2748 | 7416.1195 | 29664.4782 | 29664.4782 | 5480.4709 | 21921.8837 | 21921.8837 | 5803.8187 | 23215.2748 | 23215.2748 | 7804.7242 | 31218.8968 | 31218.8968 | 7416.1195 | 29664.4782 | 29664.4782 | 3500 | 14000 | 14000 | 3622.5 | 14490 | 14490
6 | Covering of cable with tiles | Mtr. |  |  |  | 60 | 2.727 | 163.623 | 163.623 | 2.8879 | 173.2767 | 173.2767 | 3.6902 | 221.413 | 221.413 | 2.727 | 163.623 | 163.623 | 2.8879 | 173.2767 | 173.2767 | 3.8836 | 233.0151 | 233.0151 | 3.6902 | 221.413 | 221.413 | 3.88 | 232.8 | 232.8 | 4.0158 | 240.948 | 240.948
7 | Spreading sand and forming with sand round the cable | Mtr. |  |  |  | 60 | 9.9095 | 594.5727 | 594.5727 | 10.4942 | 629.6525 | 629.6525 | 13.4095 | 804.57 | 804.57 | 9.9095 | 594.5727 | 594.5727 | 10.4942 | 629.6525 | 629.6525 | 14.1122 | 846.7295 | 846.7295 | 13.4095 | 804.57 | 804.57 | 14.11 | 846.6 | 846.6 | 14.6038 | 876.231 | 876.231
8 | Laying of GI Pipe | Mtr |  |  |  | 24 | 49.0789 | 1177.8945 | 1177.8945 | 51.9746 | 1247.3903 | 1247.3903 | 66.4131 | 1593.9153 | 1593.9153 | 49.0789 | 1177.8945 | 1177.8945 | 51.9746 | 1247.3903 | 1247.3903 | 69.8932 | 1677.4365 | 1677.4365 | 66.4131 | 1593.9153 | 1593.9153 | 69.89 | 1677.36 | 1677.36 | 72.3362 | 1736.0676 | 1736.0676
9 | Fixing of 33 kV LA including earthing. | Set. |  |  |  | 2 | 213.3839 | 426.7678 | 426.7678 | 225.9736 | 451.9471 | 451.9471 | 288.749 | 577.498 | 577.498 | 213.3839 | 426.7678 | 426.7678 | 225.9736 | 451.9471 | 451.9471 | 303.8795 | 607.7589 | 607.7589 | 288.749 | 577.498 | 577.498 | 250 | 500 | 500 | 258.75 | 517.5 | 517.5
10 | Jumpering of Lightning Arrestor and fixing of Aluminium lugs. | Set. |  |  |  | 2 | 215.2506 | 430.5012 | 430.5012 | 227.9504 | 455.9008 | 455.9008 | 291.275 | 582.55 | 582.55 | 215.2506 | 430.5012 | 430.5012 | 227.9504 | 455.9008 | 455.9008 | 306.5378 | 613.0756 | 613.0756 | 291.275 | 582.55 | 582.55 | 250 | 500 | 500 | 258.75 | 517.5 | 517.5
11 | Fixing of Riser pipe with clamps | Mtr. | 12 | 257.9844 | 3095.8128 | 12 | 274.0235 | 3288.2826 | 3288.2826 | 290.1909 | 3482.2912 | 3482.2912 | 370.806 | 4449.6717 | 4449.6717 | 274.0235 | 3288.2826 | 3288.2826 | 290.1909 | 3482.2912 | 3482.2912 | 390.2362 | 4682.8345 | 4682.8345 | 370.806 | 4449.6717 | 4449.6717 | 250 | 3000 | 3000 | 258.75 | 3105 | 3105
12 | TOTAL |  |  |  | 1393425.3303 |  |  | 251354.4896 | 254779.784 |  | 266184.4045 | 269811.7912 |  | 340130.4321 | 344765.5068 |  | 1741268.5363 | 1744693.8306 |  | 1844003.3799 | 1847630.7666 |  | 357953.2667 | 362831.2194 |  | 2356267.5188 | 2360902.5935 |  | 221256.76 | 243256.76 |  | 229000.7466 | 251770.7466
13 | TOTAL (Rounded Off) |  |  |  | 1393425 |  |  | 251354 | 254780 |  | 266184 | 269812 |  | 340130 | 344766 |  | 1741269 | 1744694 |  | 1844003 | 1847631 |  | 357953 | 362831 |  | 2356268 | 2360903 |  | 221257 | 243257 |  | 229001 | 251771
Note | Since our requirement of HDPE Pipe is maximum 240 mm hence HDD technique is suitable in place of pipe pushing.

## AL-6
LABOUR SCHEDULE AL-6 [ for Sch- A-10 ]
SCHEDULE OF LABOUR CHARGES FOR 33 kV / 11 kV UNDERGROUND CABLE CROSSING UNDER PROPOSED RAILWAY TRACK 2.5 Mtr. DEEP FROM GROUND LEVEL. (60 Mtr. LONG CORRIDOR / ROUTE LENGTH OF HDPE PIPE DOUBLE CIRCUIT ) USING OPEN TRENCH METHOD
S. No. | Particulars | Unit | Qty. |  | 2016-17 |  | 2017-18 |  |  | Year 2018-19 |  |  | Year 2019-20 |  |  | Year 2020-21 |  |  | Year 2022-23
|  |  |  | Rate | 3x240 sq.mm AB XLPE Cable | 3x400 sq.mm AB XLPE Cable | Rate | 3x240 sq.mm AB XLPE Cable | 3x400 sq.mm AB XLPE Cable | Rate | 3x240 sq.mm AB XLPE Cable | 3x400 sq.mm AB XLPE Cable | Rate | 3x240 sq.mm AB XLPE Cable | 3x400 sq.mm AB XLPE Cable | Rate | 3x240 sq.mm AB XLPE Cable | 3x400 sq.mm AB XLPE Cable | Rate | 3x240 sq.mm AB XLPE Cable | 3x400 sq.mm AB XLPE Cable
[5 empty] | Amount | Amount |  | Amount | Amount |  | Amount | Amount |  | Amount | Amount |  | Amount | Amount |  | Amount | Amount
1 | 2 | 3 | 4 | 5 | 6 | 7 | 5 | 6 | 7 | 5 | 6 | 7 | 8 | 9 | 10 | 5 | 6 | 7 | 8 | 9 | 10
1 | Cable trench excavation 1000x0.6x1=600 ordinary soil. | Cube / Mtr. | 120 | 176.7868 | 21214.42 | 21214.42 | 187.2173 | 22466.0708 | 22466.0708 | 239.2262 | 28707.1452 | 28707.1452 | 251.7617 | 30211.3997 | 30211.3997 | 251.76 | 30211.2 | 30211.2 | 260.5716 | 31268.592 | 31268.592
2 | Labour charges for laying of HDPE Pipe of maximum 240 mm dia, in normal soil under 2.5 mtr. Deep from ground level using Open Trench Method | Mtr. | 120 | 38.1699 | 4580.388 | 4580.388 | 40.4219 | 4850.6309 | 4850.6309 | 51.6511 | 6198.1362 | 6198.1362 | 54.3577 | 6522.9185 | 6522.9185 | 54.36 | 6523.2 | 6523.2 | 56.2626 | 6751.512 | 6751.512
3 | Laying of 240 sqmm 3 core XLPE cable through HDPE pipe. | Mtr. | 180 | 342.5294 | 61655.2978 |  | 362.7387 | 65292.9604 |  | 463.5075 | 83431.3448 |  | 487.7953 | 87803.1473 |  | 487.8 | 87804 | 0 | 504.873 | 90877.14 | 0
4 | Laying of 400 sqmm 3 core XLPE cable through HDPE pipe. | Mtr. | 190 | 342.5294 |  | 65080.5922 | 362.7387 |  | 68920.3471 | 463.5075 |  | 88066.4195 | 487.7953 |  | 92681.0999 | 487.8 |  | 92682 | 504.873 |  | 95925.87
5 | Earthing pit digging and laying of earth pipe complete. | Set. | 10 | 746.8437 | 7468.4371 | 7468.4371 | 790.9075 | 7909.0749 | 7909.0749 | 1010.6216 | 10106.2159 | 10106.2159 | 1063.5782 | 10635.7816 | 10635.7816 | 250 | 2500 | 2500 | 258.75 | 2587.5 | 2587.5
6 | Joining kit labour charges. | Set. | 4 | 5480.4709 | 21921.8837 | 21921.8837 | 5803.8187 | 23215.2748 | 23215.2748 | 7416.1195 | 29664.4782 | 29664.4782 | 7804.7242 | 31218.8968 | 31218.8968 | 3500 | 14000 | 14000 | 3622.5 | 14490 | 14490
7 | Covering of cable with tiles | Mtr. | 60 | 2.727 | 163.623 | 163.623 | 2.8879 | 173.2767 | 173.2767 | 3.6902 | 221.413 | 221.413 | 3.8836 | 233.0151 | 233.0151 | 3.88 | 232.8 | 232.8 | 4.0158 | 240.948 | 240.948
8 | Spreading sand and forming with sand round the cable | Mtr. | 60 | 9.9095 | 594.5727 | 594.5727 | 10.4942 | 629.6525 | 629.6525 | 13.4095 | 804.57 | 804.57 | 14.1122 | 846.7295 | 846.7295 | 14.11 | 846.6 | 846.6 | 14.6038 | 876.231 | 876.231
9 | Laying of GI Pipe | Mtr | 24 | 49.0789 | 1177.8945 | 1177.8945 | 51.9746 | 1247.3903 | 1247.3903 | 66.4131 | 1593.9153 | 1593.9153 | 69.8932 | 1677.4365 | 1677.4365 | 69.89 | 1677.36 | 1677.36 | 72.3362 | 1736.0676 | 1736.0676
10 | Fixing of 33 kV LA including earthing. | Set. | 2 | 213.3839 | 426.7678 | 426.7678 | 225.9736 | 451.9471 | 451.9471 | 288.749 | 577.498 | 577.498 | 303.8795 | 607.7589 | 607.7589 | 250 | 500 | 500 | 258.75 | 517.5 | 517.5
11 | Jumpering of Lightning Arrestor and fixing of Aluminium lugs. | Set. | 2 | 215.2506 | 430.5012 | 430.5012 | 227.9504 | 455.9008 | 455.9008 | 291.275 | 582.55 | 582.55 | 306.5378 | 613.0756 | 613.0756 | 250 | 500 | 500 | 258.75 | 517.5 | 517.5
12 | Fixing of Riser pipe with clamps | Mtr. | 12 | 274.0235 | 3288.2826 | 3288.2826 | 290.1909 | 3482.2912 | 3482.2912 | 370.806 | 4449.6717 | 4449.6717 | 390.2362 | 4682.8345 | 4682.8345 | 250 | 3000 | 3000 | 258.75 | 3105 | 3105
| TOTAL |  |  |  | 122922.0684 | 126347.3628 |  | 130174.4705 | 133801.8572 |  | 166336.9384 | 170972.0131 |  | 175052.9939 | 179930.9466 |  | 147795.16 | 152673.16 |  | 152967.9906 | 158016.7206
| TOTAL (Rounded Off) |  |  |  | 122922 | 126347 |  | 130174 | 133802 |  | 166337 | 170972 |  | 175053 | 179931 |  | 147795 | 152673 |  | 152968 | 158017

## AL-7
LABOUR SCHEDULE AL-7
LABOUR SCHEDULE FOR LAST SPAN CABLING OF 33 kV LINE HT CONNECTION
S. No. | Particulars | Unit | Qty. | 2017-18 |  | 2018-19 (27.77%) |  | 2020-21 |  | 2022-23
|  |  |  | Rate | Amount | Rate | Amount | Rate | Amount | Rate | Amount
1 | Survey | Mtr. | 50 | 33.9 | - | 43.31 | - | 25 | 1250 | 25.875 | 1293.75
2 | Tree cutting | Mtr.
3 | Approach Clearance | Mtr.
4 | Pit digging | No. | 1 | 271.17 | - | 346.5 | - | 400 | 400 | 414 | 414
5 | Stay Pit digging | No. | 2 | 225.97 | - | 288.75 | - | 320 | 640 | 331.2 | 662.4
6 | Transportation of pole from road side to pole pit for a lead of 1.0 Km. | No. | 1 | 338.96 | - | 433.12 | - | 600 | 600 | 621 | 621
7 | Shifting of materials (other No than pole) to pole pits | No. | 1 | 45.19 | - | 57.75 | - | 130 | 130 | 134.55 | 134.55
8 | Pole erection complet (including earthing) | No. | 1 | 903.89 | - | 1155 | - | 1400 | 1400 | 1449 | 1449
9 | Stay erection complete | No. | 2 | 158.18 | - | 202.12 | - | 250 | 500 | 258.75 | 517.5
10 | Anti climbing devices and danger board. | No. | 1 | 56.49 | - | 72.19 | - | 90 | 90 | 93.15 | 93.15
11 | Stringing of 33 kV AB XLPE Cable . | Mtr. | 50 | - | - | - | - | 50 | 2500 | 51.75 | 2587.5
12 | Formation of Cable termination Kit. | Set | 2 | 4331.92 | - | 5535.33 | - | 4500 | 9000 | 4657.5 | 9315
13 | Painting of Hardware and numbering of poles including steel pole. | No. | 1 | 271.17 | - | 346.5 | - | 500 | 500 | 517.5 | 517.5
14 | Cross arm fixing complete with Top clamp. | No. | 2 | 67.79 | - | 86.62 | - | 150 | 300 | 155.25 | 310.5
| TOTAL |  |  |  | 0 |  | 0 |  | 17310 |  | 17915.85

## AL-9
LABOUR SCHEDULE AL-9
SCHEDULE FOR LAST SPAN CABLING OF 33 kV LINE USING COVERED CONDUCTOR OF 70 & 99 SQ.MM SIZE
S. No. | Particulars | Unit | Qty. | 2017-18 |  | 2018-19 (27.77%) |  | 2020-21 |  | 2022-23
|  |  |  | Rate | Amount | Rate | Amount | Rate | Amount | Rate | Amount
1 | Survey | Mtr. | 50 | 33.9 | - | 43.31 | - | 25 | 1250 | 25.875 | 1293.75
2 | Tree cutting | Mtr.
3 | Approach Clearance | Mtr.
4 | Pit digging | No. | 1 | 271.17 | - | 346.5 | - | 400 | 400 | 414 | 414
5 | Stay Pit digging | No. | 2 | 225.97 | - | 288.75 | - | 320 | 640 | 331.2 | 662.4
6 | Transportation of pole from road side to pole pit for a lead of 1.0 Km. | No. | 1 | 338.96 | - | 433.12 | - | 600 | 600 | 621 | 621
7 | Shifting of materials (other No than pole) to pole pits | No. | 1 | 45.19 | - | 57.75 | - | 130 | 130 | 134.55 | 134.55
8 | Pole erection complete (including earthing) | No. | 1 | 903.89 | - | 1155 | - | 1400 | 1400 | 1449 | 1449
9 | Stay erection complete | No. | 2 | 158.18 | - | 202.12 | - | 250 | 500 | 258.75 | 517.5
10 | Anti climbing devices and danger board. | No. | 1 | 56.49 | - | 72.19 | - | 90 | 90 | 93.15 | 93.15
11 | Stringing of 33 kV AB XLPE Cable . | Mtr. | 50 | - | - | - | - | 50 | 2500 | 51.75 | 2587.5
12 | Formation of Cable termination Kit. | Set | 2 | 4331.92 | - | 5535.33 | - | 4500 | 9000 | 4657.5 | 9315
13 | Painting of Hardware and numbering of poles including steel pole. | No. | 1 | 271.17 | - | 346.5 | - | 500 | 500 | 517.5 | 517.5
14 | Cross arm fixing complete with Top clamp. | No. | 2 | 67.79 | - | 86.62 | - | 150 | 300 | 155.25 | 310.5
| TOTAL |  |  |  | 0 |  | 0 |  | 17310 |  | 17915.85

## AL-11
LABOUR SCHEDULE AL-11
LABOUR SCHEDULE FOR LAYING OF 1 kM 33 kV CABLE DIRECT IN GROUND SINGLE CABLE LINE USING OPEN TRENCH METHOD
S. No. | Particulars | Unit | Qty. | 2017-18 |  | 2018-19 (27.77%) |  | 2020-21 |  | 2022-23
|  |  |  | Rate | Amount | Rate | Amount | Rate | Amount | Rate | Amount
1 | Cable trench excavation [(1.0 Mx0.75 Mx1.5 M) LxWxD] | Cmt | 1125 | - | - | 239.23 | 269133.75 | 300 | 337500 | 310.5 | 349312.5
2 | Spreading of sand for base pad of cable (10 cm thick & 10 cm. above cable) | Mtr | 1000 | - | - | 13.4095 | 13409.5 | 14.11 | 14110 | 14.6038 | 14603.85
3 | Laying of XLPE Cable in open trench & rising on pole through G.I. Pipe & back filling of cable trench with excavated soil | Mtr | 1040 | - | - | 463.51 | 482050.4 | 300 | 312000 | 310.5 | 322920
4 | Laying of G.I. Pipe | Mtr | 10 | - | - | 66.4123 | 664.1228 | 69.89 | 698.9 | 72.3362 | 723.3615
5 | Fixing of rising pipe with clamps | Mtr | 10 | - | - | 370.81 | 3708.1 | 250 | 2500 | 258.75 | 2587.5
6 | Fixing of 33 kV lightning arrestor including earthing, jumpering and fixing of aluminium clamp | Set | 2 | - | - | 580.03 | 1160.06 | 250 | 500 | 258.75 | 517.5
7 | Providing earthing (earthing pit digging and laying of earthing pipe complete) | Set | 2 | - | - | 1010.62 | 2021.24 | 250 | 500 | 258.75 | 517.5
8 | Covering of cable with tiles | Mtr | 1000 | - | - | 3.69 | 3690 | 3.88 | 3880 | 4.0158 | 4015.8
9 | Making of Straight jointing of XLPE Cable | Set | 2 | - | - | 4362.99 | 8725.98 | 4500 | 9000 | 4657.5 | 9315
10 | Making of End jointing of XLPE Cable | Set | 2 | - | - | 3690.22 | 7380.44 | 3500 | 7000 | 3622.5 | 7245
| TOTAL | [5 empty] | 791943.5928 |  | 687688.9 |  | 711758.0115

## BL-1
LABOUR SCHEDULE BL-1
SCHEDULE OF LABOUR CHARGES OF 33/11 kV SUB-STATION EXCLUDING TRANSFORMER 1.6 MVA & ABOVE
S.No. | Particulars | Unit | 2015-16 | [6 empty] | 2016-17 | [6 empty] | 2017-18 | [6 empty] | year 2018-19 | [6 empty] | Year 2019-20 | [6 empty] | Year 2020-21 | [6 empty] | Year 2022-23
|  |  | Rate (Rs) | 1.6 MVA |  | 3.15 MVA |  | 5.0 MVA |  | Rate (Rs) | 1.6 MVA |  | 3.15 MVA |  | 5.0 MVA |  | Rate (Rs) | 1.6 MVA |  | 3.15 MVA |  | 5.0 MVA |  | Rate (Rs) | 1.6 MVA |  | 3.15 MVA |  | 5.0 MVA |  | Rate (Rs) | 1.6 MVA |  | 3.15 MVA |  | 5.0 MVA |  | Rate (Rs) | 1.6 MVA |  | 3.15 MVA |  | 5.0 MVA |  | Rate (Rs) | 1.6 MVA |  | 3.15 MVA |  | 5.0 MVA
|  |  |  | Qty. | Amt. (Rs) | Qty. | Amt. (Rs) | Qty. | Amt. (Rs) |  | Qty. | Amt. (Rs) | Qty. | Amt. (Rs) | Qty. | Amt. (Rs) |  | Qty. | Amt. (Rs) | Qty. | Amt. (Rs) | Qty. | Amt. (Rs) |  | Qty. | Amt. (Rs) | Qty. | Amt. (Rs) | Qty. | Amt. (Rs) |  | Qty. | Amt. (Rs) | Qty. | Amt. (Rs) | Qty. | Amt. (Rs) |  | Qty. | Amt. (Rs) | Qty. | Amt. (Rs) | Qty. | Amt. (Rs) |  | Qty. | Amt. (Rs) | Qty. | Amt. (Rs) | Qty. | Amt. (Rs)
1 | Pole pit digging | No. | 241.073 | 28 | 6750.0427 | 28 | 6750.0427 | 32 | 7714.3345 | 256.0607 | 28 | 7169.6996 | 28 | 7169.6996 | 32 | 8193.9424 | 271.1683 | 28 | 7592.7119 | 28 | 7592.7119 | 32 | 8677.385 | 346.4988 | 28 | 9701.9672 | 28 | 9701.9672 | 32 | 11087.9625 | 364.6554 | 28 | 10210.3503 | 28 | 10210.3503 | 32 | 11668.9718 | 400 | 28 | 11200 | 28 | 11200 | 32 | 12800 | 414 | 28 | 11592 | 28 | 11592 | 32 | 13248
2 | Shifting of materials (Other than pole) to pole pits in case of: |  | 0 | 0 | 0 | 0 | 0 | 0 | 0 | 0 | 0 | 0 | 0 | 0 | 0 | 0 | 0 | 0 | 0 | 0 | 0 | 0 | 0 | 0 | 0 | 0 | 0 | 0 | 0 | 0 | 0 | 0 | 0 | 0 | 0 | 0 | 0 | 0 | 0 | 0 | 0 | 0 | 0 | 0 | 0 | 0 | 0 | 0 | 0 | 0 | 0
| (a) S/s materials excluding yard lighting | Set | 100.4471 | 22 | 2209.8354 | 22 | 2209.8354 | 22 | 2209.8354 | 106.692 | 22 | 2347.2231 | 22 | 2347.2231 | 22 | 2347.2231 | 112.9868 | 22 | 2485.7092 | 22 | 2485.7092 | 22 | 2485.7092 | 144.3745 | 22 | 3176.2393 | 22 | 3176.2393 | 22 | 3176.2393 | 151.9397 | 22 | 3342.6742 | 22 | 3342.6742 | 22 | 3342.6742 | 90 | 22 | 1980 | 22 | 1980 | 22 | 1980 | 93.15 | 22 | 2049.3 | 22 | 2049.3 | 22 | 2049.3
| (b) Yard lighting | Set | 30.1341 | 6 | 180.8047 | 6 | 180.8047 | 6 | 180.8047 | 32.0076 | 6 | 192.0455 | 6 | 192.0455 | 6 | 192.0455 | 33.896 | 6 | 203.3762 | 6 | 203.3762 | 6 | 203.3762 | 43.3124 | 6 | 259.8741 | 6 | 259.8741 | 6 | 259.8741 | 45.5819 | 6 | 273.4915 | 6 | 273.4915 | 6 | 273.4915 | 25 | 6 | 150 | 6 | 150 | 6 | 150 | 25.875 | 6 | 155.25 | 6 | 155.25 | 6 | 155.25
3 | Transportation of support from road side to pole pits for a lead for 1.0 Km. |  | 0 |  | 0 | 0 | 0 | 0 | 0 | 0 |  | 0 | 0 | 0 | 0 | 0 | 0 |  | 0 | 0 | 0 | 0 | 0 | 0 |  | 0 | 0 | 0 | 0 | 0 | 0 |  | 0 | 0 | 0 | 0 | 0 | 0 | 0 | 0 | 0 | 0 | 0 | 0 | 0 | 0 | 0 | 0 | 0 | 0 | 0
| (a) Bus bar gantry structure & PCC pole for yard lighting | No. | 301.3412 | 22 | 6629.5062 | 22 | 6629.5062 | 26 | 7834.871 | 320.0759 | 22 | 7041.6692 | 22 | 7041.6692 | 26 | 8321.9727 | 338.9604 | 22 | 7457.1277 | 22 | 7457.1277 | 26 | 8812.9691 | 433.1235 | 22 | 9528.7178 | 22 | 9528.7178 | 26 | 11261.212 | 455.8192 | 22 | 10028.0226 | 22 | 10028.0226 | 26 | 11851.2995 | 227.9 | 22 | 5013.8 | 22 | 5013.8 | 26 | 5925.4 | 235.8765 | 22 | 5189.283 | 22 | 5189.283 | 26 | 6132.789
4 | Cross arm fixing complete including insulator etc. | No. | 301.3412 | 33 | 9944.2593 | 33 | 9944.2593 | 41 | 12354.9888 | 320.0759 | 33 | 10562.5039 | 33 | 10562.5039 | 41 | 13123.1109 | 338.9604 | 33 | 11185.6916 | 33 | 11185.6916 | 41 | 13897.3744 | 433.1235 | 33 | 14293.0767 | 33 | 14293.0767 | 41 | 17758.065 | 455.8192 | 33 | 15042.0339 | 33 | 15042.0339 | 41 | 18688.5876 | 255 | 33 | 8415 | 33 | 8415 | 41 | 10455 | 263.925 | 33 | 8709.525 | 33 | 8709.525 | 41 | 10820.925
5 | Pole erection complete |  | 0 |  | 0 | 0 | 0 | 0 | 0 | 0 |  | 0 | 0 | 0 | 0 | 0 | 0 |  | 0 | 0 | 0 | 0 | 0 | 0 |  | 0 | 0 | 0 | 0 | 0 | 0 |  | 0 | 0 | 0 | 0 | 0 | 0 | 0 | 0 | 0 | 0 | 0 | 0 | 0 | 0 | 0 | 0 | 0 | 0 | 0
| (i)H-Beam for mounting DO fuse units & DP. | No. | 502.2353 | 12 | 6026.8238 | 12 | 6026.8238 | 14 | 7031.2945 | 533.4598 | 12 | 6401.5175 | 12 | 6401.5175 | 14 | 7468.4371 | 564.9339 | 12 | 6779.207 | 12 | 6779.207 | 14 | 7909.0749 | 721.8726 | 12 | 8662.4707 | 12 | 8662.4707 | 14 | 10106.2159 | 759.6987 | 12 | 9116.3842 | 12 | 9116.3842 | 14 | 10635.7816 | 1000 | 12 | 12000 | 12 | 12000 | 14 | 14000 | 1035 | 12 | 12420 | 12 | 12420 | 14 | 14490
| (ii) Bus bar structure. | No. | 803.5765 | 10 | 8035.7651 | 10 | 8035.7651 | 12 | 9642.9181 | 853.5357 | 10 | 8535.3567 | 10 | 8535.3567 | 12 | 10242.428 | 903.8943 | 10 | 9038.9427 | 10 | 9038.9427 | 12 | 10846.7312 | 1154.9961 | 10 | 11549.961 | 10 | 11549.961 | 12 | 13859.9532 | 1215.5179 | 10 | 12155.1789 | 10 | 12155.1789 | 12 | 14586.2147 | 1500 | 10 | 15000 | 10 | 15000 | 12 | 18000 | 1552.5 | 10 | 15525 | 10 | 15525 | 12 | 18630
| (iii) Tabular pole for yard lighting | No. | 502.2353 | 6 | 3013.4119 | 6 | 3013.4119 | 6 | 3013.4119 | 533.4598 | 6 | 3200.7587 | 6 | 3200.7587 | 6 | 3200.7587 | 564.9339 | 6 | 3389.6035 | 6 | 3389.6035 | 6 | 3389.6035 | 721.8726 | 6 | 4331.2354 | 6 | 4331.2354 | 6 | 4331.2354 | 759.6987 | 6 | 4558.1921 | 6 | 4558.1921 | 6 | 4558.1921 | 750 | 6 | 4500 | 6 | 4500 | 6 | 4500 | 776.25 | 6 | 4657.5 | 6 | 4657.5 | 6 | 4657.5
6 | Concreting of supports | Cft. | 16.0715 | 36.6 | 588.218 | 36.6 | 588.218 | 45 | 723.2189 | 17.0707 | 36.6 | 624.7881 | 36.6 | 624.7881 | 45 | 768.1821 | 18.0779 | 36.6 | 661.6506 | 36.6 | 661.6506 | 45 | 813.5048 | 23.0999 | 36.6 | 845.4571 | 36.6 | 845.4571 | 45 | 1039.4965 | 24.3104 | 36.6 | 889.7591 | 36.6 | 889.7591 | 45 | 1093.9661 | 24.31 | 36.6 | 889.746 | 36.6 | 889.746 | 45 | 1093.95 | 25.1608 | 36.6 | 920.8871 | 36.6 | 920.8871 | 45 | 1132.2383
7 | Fixing of 33 kV DO fuse units. | Set. | 251.1177 | 1 | 251.1177 | 0 | 0 | 0 | 0 | 266.7299 | 1 | 266.7299 | 0 | 0 | 0 | 0 | 282.467 | 1 | 282.467 | 0 | 0 | 0 | 0 | 360.9363 | 1 | 360.9363 | 0 | 0 | 0 | 0 | 379.8493 | 1 | 379.8493 | 0 | 0 | 0 | 0 | 379.85 | 1 | 379.85 | 0 | 0 | 0 | 0 | 393.1447 | 1 | 393.1447 | 0 | 0 | 0 | 0
8 | Fixing of 11 kV DO fuse units. | Set. | 200.8941 | 1 | 200.8941 | 1 | 200.8941 | 1 | 200.8941 | 213.3839 | 1 | 213.3839 | 1 | 213.3839 | 1 | 213.3839 | 225.9736 | 1 | 225.9736 | 1 | 225.9736 | 1 | 225.9736 | 288.749 | 1 | 288.749 | 1 | 288.749 | 1 | 288.749 | 303.8795 | 1 | 303.8795 | 1 | 303.8795 | 1 | 303.8795 | 290 | 1 | 290 | 1 | 290 | 1 | 290 | 300.15 | 1 | 300.15 | 1 | 300.15 | 1 | 300.15
9 | Fixing of 33 kV LA including earthing. | Set. | 200.8941 | 1 | 200.8941 | 1 | 200.8941 | 1 | 200.8941 | 213.3839 | 1 | 213.3839 | 1 | 213.3839 | 1 | 213.3839 | 225.9736 | 1 | 225.9736 | 1 | 225.9736 | 1 | 225.9736 | 288.749 | 1 | 288.749 | 1 | 288.749 | 1 | 288.749 | 303.8795 | 1 | 303.8795 | 1 | 303.8795 | 1 | 303.8795 | 150 | 1 | 150 | 1 | 150 | 1 | 150 | 155.25 | 1 | 155.25 | 1 | 155.25 | 1 | 155.25
10 | Fixing of 11 kV LA including earthing. | Set. | 150.6706 | 12 | 1808.0471 | 12 | 1808.0471 | 15 | 2260.0589 | 160.0379 | 12 | 1920.4552 | 12 | 1920.4552 | 15 | 2400.5691 | 169.4802 | 12 | 2033.7621 | 12 | 2033.7621 | 15 | 2542.2026 | 216.5618 | 12 | 2598.7412 | 12 | 2598.7412 | 15 | 3248.4265 | 227.9096 | 12 | 2734.9153 | 12 | 2734.9153 | 15 | 3418.6441 | 127 | 12 | 1524 | 12 | 1524 | 15 | 1905 | 131.445 | 12 | 1577.34 | 12 | 1577.34 | 15 | 1971.675
11 | Fixing of 33 kV AB switch complete with handle. | Set. | 703.1294 | 1 | 703.1294 | 1 | 703.1294 | 1 | 703.1294 | 746.8437 | 1 | 746.8437 | 1 | 746.8437 | 1 | 746.8437 | 790.9075 | 1 | 790.9075 | 1 | 790.9075 | 1 | 790.9075 | 1010.6216 | 1 | 1010.6216 | 1 | 1010.6216 | 1 | 1010.6216 | 1063.5782 | 1 | 1063.5782 | 1 | 1063.5782 | 1 | 1063.5782 | 2000 | 1 | 2000 | 1 | 2000 | 1 | 2000 | 2070 | 1 | 2070 | 1 | 2070 | 1 | 2070
12 | Fixing of 11 kV AB switch complete with handle isolator | Set. | 602.6824 | 3 | 1808.0471 | 3 | 1808.0471 | 4 | 2410.7295 | 640.1517 | 3 | 1920.4552 | 3 | 1920.4552 | 4 | 2560.607 | 677.9207 | 3 | 2033.7621 | 3 | 2033.7621 | 4 | 2711.6828 | 866.2471 | 3 | 2598.7412 | 3 | 2598.7412 | 4 | 3464.9883 | 911.6384 | 3 | 2734.9153 | 3 | 2734.9153 | 4 | 3646.5537 | 2000 | 3 | 6000 | 3 | 6000 | 4 | 8000 | 2070 | 3 | 6210 | 3 | 6210 | 4 | 8280
13 | Stringing of DOG ACSR conductor with fixing of terminal clamps. |  | 0 |  | 0 | 0 | 0 | 0 | 0 | 0 |  | 0 | 0 | 0 | 0 | 0 | 0 |  | 0 | 0 | 0 | 0 | 0 | 0 |  | 0 | 0 | 0 | 0 | 0 | 0 |  | 0 | 0 | 0 | 0 | 0 | 0 | 0 | 0 | 0 | 0 | 0 | 0 | 0 | 0 | 0 | 0 | 0 | 0 | 0
| (a) 33 kV incoming gantry structure | LS | 1004.4623 | 1 | 1004.4623 | 1 | 1004.4623 | 1 | 1004.4623 | 1066.9107 | 1 | 1066.9107 | 1 | 1066.9107 | 1 | 1066.9107 | 1129.8584 | 1 | 1129.8584 | 1 | 1129.8584 | 1 | 1129.8584 | 1443.7331 | 1 | 1443.7331 | 1 | 1443.7331 | 1 | 1443.7331 | 1519.3847 | 1 | 1519.3847 | 1 | 1519.3847 | 1 | 1519.3847 | 1819 | 1 | 1819 | 1 | 1819 | 1 | 1819 | 1882.665 | 1 | 1882.665 | 1 | 1882.665 | 1 | 1882.665
| (b) 11 kV incoming gantry structure | LS | 2008.4085 | 1 | 2008.4085 | 1 | 2008.4085 | 1 | 2008.4085 | 2133.2733 | 1 | 2133.2733 | 1 | 2133.2733 | 1 | 2133.2733 | 2259.1364 | 1 | 2259.1364 | 1 | 2259.1364 | 1 | 2259.1364 | 2886.7245 | 1 | 2886.7245 | 1 | 2886.7245 | 1 | 2886.7245 | 3037.9889 | 1 | 3037.9889 | 1 | 3037.9889 | 1 | 3037.9889 | 1819 | 1 | 1819 | 1 | 1819 | 1 | 1819 | 1882.665 | 1 | 1882.665 | 1 | 1882.665 | 1 | 1882.665
| (c) for transformer protection | LS | 502.2956 | 1 | 502.2956 | 1 | 502.2956 | 1 | 502.2956 | 533.5238 | 1 | 533.5238 | 1 | 533.5238 | 1 | 533.5238 | 565.0018 | 1 | 565.0018 | 1 | 565.0018 | 1 | 565.0018 | 721.9592 | 1 | 721.9592 | 1 | 721.9592 | 1 | 721.9592 | 759.7899 | 1 | 759.7899 | 1 | 759.7899 | 1 | 759.7899 | 500 | 1 | 500 | 1 | 500 | 1 | 500 | 517.5 | 1 | 517.5 | 1 | 517.5 | 1 | 517.5
|  |  | 0 |  | 0 | 0 | 0 | 0 | 0 | 0 |  | 0 | 0 | 0 | 0 | 0 | 0 |  | 0 | 0 | 0 | 0 | 0 | 0 |  | 0 | 0 | 0 | 0 | 0 | 0 |  | 0 | 0 | 0 | 0 | 0 | 0 | 0 | 0 | 0 | 0 | 0 | 0 | 0 | 0 | 0 | 0 | 0 | 0 | 0
| (d) Bus bar structure (per bus) | No. | 335.3797 | 3 | 1006.1392 | 3 | 1006.1392 | 4 | 1341.5189 | 356.2306 | 3 | 1068.6918 | 3 | 1068.6918 | 4 | 1424.9224 | 377.2482 | 3 | 1131.7446 | 3 | 1131.7446 | 4 | 1508.9929 | 482.0478 | 3 | 1446.1433 | 3 | 1446.1433 | 4 | 1928.1911 | 507.3071 | 3 | 1521.9212 | 3 | 1521.9212 | 4 | 2029.2283 | 507.31 | 3 | 1521.93 | 3 | 1521.93 | 4 | 2029.24 | 525.0658 | 3 | 1575.1976 | 3 | 1575.1976 | 4 | 2100.2634
14 | Digging and concreting of foundation of X-mer | LS | 10044.6225 | 1 | 10044.6225 | 1 | 10044.6225 | 1 | 10044.6225 | 10669.1068 | 1 | 10669.1068 | 1 | 10669.1068 | 1 | 10669.1068 | 11298.5841 | 1 | 11298.5841 | 1 | 11298.5841 | 1 | 11298.5841 | 14437.3307 | 1 | 14437.3307 | 1 | 14437.3307 | 1 | 14437.3307 | 15193.8468 | 1 | 15193.8468 | 1 | 15193.8468 | 1 | 15193.8468 | 15000 | 1 | 15000 | 1 | 15000 | 1 | 15000 | 15525 | 1 | 15525 | 1 | 15525 | 1 | 15525
15 | Digging and concreting of foundation of VCB. | No. | 2008.9413 | 3 | 6026.8238 | 3 | 6026.8238 | 4 | 8035.7651 | 2133.8392 | 3 | 6401.5175 | 3 | 6401.5175 | 4 | 8535.3567 | 2259.7357 | 3 | 6779.207 | 3 | 6779.207 | 4 | 9038.9427 | 2887.4902 | 3 | 8662.4707 | 3 | 8662.4707 | 4 | 11549.961 | 3038.7947 | 3 | 9116.3842 | 3 | 9116.3842 | 4 | 12155.1789 | 3038.79 | 3 | 9116.37 | 3 | 9116.37 | 4 | 12155.16 | 3145.1476 | 3 | 9435.443 | 3 | 9435.443 | 4 | 12580.5906
16 | Digging of trenches, pits & laying out earthing mat, interconnection etc. | LS | 14062.7295 | 1 | 14062.7295 | 1 | 14062.7295 | 1 | 14062.7295 | 14937.0235 | 1 | 14937.0235 | 1 | 14937.0235 | 1 | 14937.0235 | 15818.3079 | 1 | 15818.3079 | 1 | 15818.3079 | 1 | 15818.3079 | 20212.6338 | 1 | 20212.6338 | 1 | 20212.6338 | 1 | 20212.6338 | 21271.7758 | 1 | 21271.7758 | 1 | 21271.7758 | 1 | 21271.7758 | 21271.78 | 1 | 21271.78 | 1 | 21271.78 | 1 | 21271.78 | 22016.2923 | 1 | 22016.2923 | 1 | 22016.2923 | 1 | 22016.2923
17 | Handling & installation of 33 kV X-mer control and feeder VCB on foundation. | No. | 1934.883 | 0 | 0 | 1 | 1934.883 | 1 | 1934.883 | 2055.1766 | 0 | 0 | 1 | 2055.1766 | 1 | 2055.1766 | 2176.432 | 0 | 0 | 1 | 2176.432 | 1 | 2176.432 | 2781.0448 | 0 | 0 | 1 | 2781.0448 | 1 | 2781.0448 | 2926.7716 | 0 | 0 | 1 | 2926.7716 | 1 | 2926.7716 | 2926.77 | 0 | 0 | 1 | 2926.77 | 1 | 2926.77 | 3029.2069 | 0 | 0 | 1 | 3029.2069 | 1 | 3029.2069
18 | Handling & installation of 11 kV X-mer control and feeder VCB on foundation. | No. | 1406.2589 | 3 | 4218.7767 | 3 | 4218.7767 | 4 | 5625.0356 | 1493.6874 | 3 | 4481.0622 | 3 | 4481.0622 | 4 | 5974.7497 | 1581.815 | 3 | 4745.4449 | 3 | 4745.4449 | 4 | 6327.2599 | 2021.2432 | 3 | 6063.7295 | 3 | 6063.7295 | 4 | 8084.9727 | 2127.1563 | 3 | 6381.4689 | 3 | 6381.4689 | 4 | 8508.6253 | 2127.16 | 3 | 6381.48 | 3 | 6381.48 | 4 | 8508.64 | 2201.6106 | 3 | 6604.8318 | 3 | 6604.8318 | 4 | 8806.4424
19 | Preparation of cable trench from 11 kV VCB to control room | LS | 2579.844 | 1 | 2579.844 | 1 | 2579.844 | 1 | 2579.844 | 2740.2355 | 1 | 2740.2355 | 1 | 2740.2355 | 1 | 2740.2355 | 2901.9094 | 1 | 2901.9094 | 1 | 2901.9094 | 1 | 2901.9094 | 3708.0598 | 1 | 3708.0598 | 1 | 3708.0598 | 1 | 3708.0598 | 3902.3621 | 1 | 3902.3621 | 1 | 3902.3621 | 1 | 3902.3621 | 4500 | 1 | 4500 | 1 | 4500 | 1 | 4500 | 4657.5 | 1 | 4657.5 | 1 | 4657.5 | 1 | 4657.5
20 | Fixing of T-clamps for jumpers & bimetallic clamps | No. | 16.769 | 106 | 1777.5125 | 106 | 1777.5125 | 111 | 1861.3574 | 17.8115 | 106 | 1888.0222 | 106 | 1888.0222 | 111 | 1977.0799 | 18.8624 | 106 | 1999.4155 | 106 | 1999.4155 | 111 | 2093.7276 | 24.1024 | 106 | 2554.8532 | 106 | 2554.8532 | 111 | 2675.3651 | 25.3654 | 106 | 2688.7275 | 106 | 2688.7275 | 111 | 2815.5543 | 30.37 | 106 | 3219.22 | 106 | 3219.22 | 111 | 3371.07 | 31.433 | 106 | 3331.8927 | 106 | 3331.8927 | 111 | 3489.0574
21 | Painting of channels and supports | LS | 3013.2578 | 1 | 3013.2578 | 1 | 3013.2578 | 1 | 3013.2578 | 3200.595 | 1 | 3200.595 | 1 | 3200.595 | 1 | 3200.595 | 3389.4301 | 1 | 3389.4301 | 1 | 3389.4301 | 1 | 3389.4301 | 4331.0138 | 1 | 4331.0138 | 1 | 4331.0138 | 1 | 4331.0138 | 4557.9589 | 1 | 4557.9589 | 1 | 4557.9589 | 1 | 4557.9589 | 10000 | 1 | 10000 | 1 | 10000 | 1 | 10000 | 10350 | 1 | 10350 | 1 | 10350 | 1 | 10350
22 | Handling & installation of station X-mer. | LS | 803.6214 | 1 | 803.6214 | 1 | 803.6214 | 1 | 803.6214 | 853.5833 | 1 | 853.5833 | 1 | 853.5833 | 1 | 853.5833 | 903.9448 | 1 | 903.9448 | 1 | 903.9448 | 1 | 903.9448 | 1155.0606 | 1 | 1155.0606 | 1 | 1155.0606 | 1 | 1155.0606 | 1215.5858 | 1 | 1215.5858 | 1 | 1215.5858 | 1 | 1215.5858 | 2000 | 1 | 2000 | 1 | 2000 | 1 | 2000 | 2070 | 1 | 2070 | 1 | 2070 | 1 | 2070
23 | Fixing of LT switch box complete & crimping. | LS | 602.6516 | 1 | 602.6516 | 1 | 602.6516 | 1 | 602.6516 | 640.119 | 1 | 640.119 | 1 | 640.119 | 1 | 640.119 | 677.886 | 1 | 677.886 | 1 | 677.886 | 1 | 677.886 | 866.2028 | 1 | 866.2028 | 1 | 866.2028 | 1 | 866.2028 | 911.5918 | 1 | 911.5918 | 1 | 911.5918 | 1 | 911.5918 | 911.59 | 1 | 911.59 | 1 | 911.59 | 1 | 911.59 | 943.4956 | 1 | 943.4956 | 1 | 943.4956 | 1 | 943.4956
24 | Fixing of 3 Ph. 4 wire LT meters. | LS | 602.6516 | 1 | 602.6516 | 1 | 602.6516 | 1 | 602.6516 | 640.119 | 1 | 640.119 | 1 | 640.119 | 1 | 640.119 | 677.886 | 1 | 677.886 | 1 | 677.886 | 1 | 677.886 | 866.2028 | 1 | 866.2028 | 1 | 866.2028 | 1 | 866.2028 | 911.5918 | 1 | 911.5918 | 1 | 911.5918 | 1 | 911.5918 | 911.59 | 1 | 911.59 | 1 | 911.59 | 1 | 911.59 | 943.4956 | 1 | 943.4956 | 1 | 943.4956 | 1 | 943.4956
25 | Handling & installation of battery charger & distn. Board. | LS | 602.6516 | 1 | 602.6516 | 1 | 602.6516 | 1 | 602.6516 | 640.119 | 1 | 640.119 | 1 | 640.119 | 1 | 640.119 | 677.886 | 1 | 677.886 | 1 | 677.886 | 1 | 677.886 | 866.2028 | 1 | 866.2028 | 1 | 866.2028 | 1 | 866.2028 | 911.5918 | 1 | 911.5918 | 1 | 911.5918 | 1 | 911.5918 | 911.59 | 1 | 911.59 | 1 | 911.59 | 1 | 911.59 | 943.4956 | 1 | 943.4956 | 1 | 943.4956 | 1 | 943.4956
26 | Handling & Installation of batteries. | LS | 1031.9376 | 1 | 1031.9376 | 1 | 1031.9376 | 1 | 1031.9376 | 1096.0942 | 1 | 1096.0942 | 1 | 1096.0942 | 1 | 1096.0942 | 1160.7637 | 1 | 1160.7637 | 1 | 1160.7637 | 1 | 1160.7637 | 1483.2239 | 1 | 1483.2239 | 1 | 1483.2239 | 1 | 1483.2239 | 1560.9448 | 1 | 1560.9448 | 1 | 1560.9448 | 1 | 1560.9448 | 1260 | 1 | 1260 | 1 | 1260 | 1 | 1260 | 1304.1 | 1 | 1304.1 | 1 | 1304.1 | 1 | 1304.1
27 | DC cabling from distn. Board to yard connection. | LS | 602.6516 | 1 | 602.6516 | 1 | 602.6516 | 1 | 602.6516 | 640.119 | 1 | 640.119 | 1 | 640.119 | 1 | 640.119 | 677.886 | 1 | 677.886 | 1 | 677.886 | 1 | 677.886 | 866.2028 | 1 | 866.2028 | 1 | 866.2028 | 1 | 866.2028 | 911.5918 | 1 | 911.5918 | 1 | 911.5918 | 1 | 911.5918 | 750 | 1 | 750 | 1 | 750 | 1 | 750 | 776.25 | 1 | 776.25 | 1 | 776.25 | 1 | 776.25
28 | Laying of under-ground cable complete including fixing of terminal block. | LS | 602.6516 | 1 | 602.6516 | 1 | 602.6516 | 1 | 602.6516 | 640.119 | 1 | 640.119 | 1 | 640.119 | 1 | 640.119 | 677.886 | 1 | 677.886 | 1 | 677.886 | 1 | 677.886 | 866.2028 | 1 | 866.2028 | 1 | 866.2028 | 1 | 866.2028 | 911.5918 | 1 | 911.5918 | 1 | 911.5918 | 1 | 911.5918 | 500 | 1 | 500 | 1 | 500 | 1 | 500 | 517.5 | 1 | 517.5 | 1 | 517.5 | 1 | 517.5
29 | Fixing arrangement of search light of support & handling and fixing of search light. | LS | 451.4727 | 1 | 451.4727 | 1 | 451.4727 | 1 | 451.4727 | 479.5412 | 1 | 479.5412 | 1 | 479.5412 | 1 | 479.5412 | 507.8341 | 1 | 507.8341 | 1 | 507.8341 | 1 | 507.8341 | 648.9105 | 1 | 648.9105 | 1 | 648.9105 | 1 | 648.9105 | 682.9134 | 1 | 682.9134 | 1 | 682.9134 | 1 | 682.9134 | 500 | 1 | 500 | 1 | 500 | 1 | 500 | 517.5 | 1 | 517.5 | 1 | 517.5 | 1 | 517.5
30 | Jumpering of DO fuse, AB switch & transformer and fixing of terminal clamps. | LS | 602.6516 | 1 | 602.6516 | 1 | 602.6516 | 1 | 602.6516 | 640.119 | 1 | 640.119 | 1 | 640.119 | 1 | 640.119 | 677.886 | 1 | 677.886 | 1 | 677.886 | 1 | 677.886 | 866.2028 | 1 | 866.2028 | 1 | 866.2028 | 1 | 866.2028 | 911.5918 | 1 | 911.5918 | 1 | 911.5918 | 1 | 911.5918 | 150 | 1 | 150 | 1 | 150 | 1 | 150 | 155.25 | 1 | 155.25 | 1 | 155.25 | 1 | 155.25
31 | Installation, testing and commissioning of 33 kV ME | No. | 1934.883 | 1 | 1934.883 | 1 | 1934.883 | 1 | 1934.883 | 2055.1766 | 1 | 2055.1766 | 1 | 2055.1766 | 1 | 2055.1766 | 2176.432 | 1 | 2176.432 | 1 | 2176.432 | 1 | 2176.432 | 2781.0448 | 1 | 2781.0448 | 1 | 2781.0448 | 1 | 2781.0448 | 2926.7716 | 1 | 2926.7716 | 1 | 2926.7716 | 1 | 2926.7716 | 4000 | 1 | 4000 | 1 | 4000 | 1 | 4000 | 4140 | 1 | 4140 | 1 | 4140 | 1 | 4140
32 | Installation, testing and commissioning of 11 kV ME | No. | 1289.922 | 2 | 2579.844 | 2 | 2579.844 | 3 | 3869.766 | 1370.1177 | 2 | 2740.2355 | 2 | 2740.2355 | 3 | 4110.3532 | 1450.9547 | 2 | 2901.9094 | 2 | 2901.9094 | 3 | 4352.864 | 1854.0299 | 2 | 3708.0598 | 2 | 3708.0598 | 3 | 5562.0897 | 1951.1811 | 2 | 3902.3621 | 2 | 3902.3621 | 3 | 5853.5432 | 2500 | 2 | 5000 | 2 | 5000 | 3 | 7500 | 2587.5 | 2 | 5175 | 2 | 5175 | 3 | 7762.5
33 | Installation, testing and commissioning of HT meter complete with box | No. | 644.961 | 3 | 1934.883 | 3 | 1934.883 | 4 | 2579.844 | 685.0589 | 3 | 2055.1766 | 3 | 2055.1766 | 4 | 2740.2355 | 725.4773 | 3 | 2176.432 | 3 | 2176.432 | 4 | 2901.9094 | 927.0149 | 3 | 2781.0448 | 3 | 2781.0448 | 4 | 3708.0598 | 975.5905 | 3 | 2926.7716 | 3 | 2926.7716 | 4 | 3902.3621 | 1500 | 3 | 4500 | 3 | 4500 | 4 | 6000 | 1552.5 | 3 | 4657.5 | 3 | 4657.5 | 4 | 6210
34 | Total labour charges. |  |  |  | 106948.2202 |  | 108631.9855 |  | 122782.9981 |  |  | 113597.298 |  | 115385.7447 |  | 130416.5399 |  |  | 120299.5386 |  | 122193.5036 |  | 138111.1157 |  |  | 153718.7504 |  | 156138.8589 |  | 176478.3837 |  |  | 161773.6129 |  | 164320.5351 |  | 185725.851 |  |  | 166035.946 |  | 168582.866 |  | 190544.78 |  |  | 171847.2041 |  | 174483.2663 |  | 197213.8473
35 | Total Labour Charges. (Rounded off) |  |  |  | 106948.2202 |  | 108631.9855 |  | 122782.9981 |  |  | 113597.298 |  | 115385.7447 |  | 130416.5399 |  |  | 120299.5386 |  | 122193.5036 |  | 138111.1157 |  |  | 153718.7504 |  | 156138.8589 |  | 176478.3837 |  |  | 161774 |  | 164321 |  | 185726 |  |  | 166036 |  | 168583 |  | 190545 |  |  | 171847 |  | 174483 |  | 197214
Note- | The rates are proposed for normal soil conditions. In case of soft rock & hard rock, the rates of pit digging will be taken as two times and ten times respectively as compared to the rates applicable for normal soil.

## BL-2
LABOUR SCHEDULE BL-2
SCHEDULE OF LABOUR CHARGES FOR POWER TRANSFORMER IN PARALLEL EXCLUDING BAY
S.No. | Particulars | Unit | Qty. | 2015-2016 |  | 2016-2017 |  | 2017-2018 |  | Year 2018-19 |  | Year 2019-20 |  | Year 2020-21 |  | Year 2022-23
|  |  |  | Rate | Amt. | Rate | Amt. | Rate | Amt. | Rate | Amt. | Rate | Amt. | Rate | Amt. | Rate | Amt.
1 | Pit digging | No. | 4 | 241.073 | 964.2918 | 256.0607 | 1024.2428 | 271.1683 | 1084.6731 | 346.4988 | 1385.9953 | 364.6554 | 1458.6215 | 400 | 1600 | 414 | 1656
2 | Shifting of materials (Other than pole) to pole pits | No. | 3 | 90.3888 | 271.1663 | 96.0083 | 288.025 | 101.6728 | 305.0185 | 129.9175 | 389.7526 | 136.7252 | 410.1757 | 125 | 375 | 129.375 | 388.125
3 | Transportation of support from road side to pole pits for a lead for 1.0 Km. | No. | 4 | 180.7776 | 723.1102 | 192.0167 | 768.0667 | 203.3457 | 813.3827 | 259.8351 | 1039.3404 | 273.4505 | 1093.8018 | 250 | 1000 | 258.75 | 1035
4 | Cross arm fixing complete including insulator etc. | No. | 2 | 271.1663 | 542.3327 | 288.025 | 576.0501 | 305.0185 | 610.037 | 389.7526 | 779.5053 | 410.1757 | 820.3514 | 350 | 700 | 362.25 | 724.5
5 | Pole erection complete (Joist) | No. | 4 | 451.9439 | 1807.7756 | 480.0417 | 1920.1668 | 508.3642 | 2033.4567 | 649.5877 | 2598.3509 | 683.6261 | 2734.5045 | 750 | 3000 | 776.25 | 3105
6 | Concreting of supports | Cft. | 42 | 14.4622 | 607.4126 | 15.3613 | 645.1761 | 16.2677 | 683.2414 | 20.7868 | 873.0459 | 21.876 | 918.7935 | 0 | 0 | 0 | 0
7 | Fixing of 33 kV DO fuse units. | Set. | 1 | 225.972 | 225.972 | 240.0209 | 240.0209 | 254.1821 | 254.1821 | 324.7939 | 324.7939 | 341.8131 | 341.8131 | 379.85 | 379.85 | 393.1447 | 393.1447
8 | Fixing of 11 kV DO fuse units. | Set. | 1 | 180.7776 | 180.7776 | 192.0167 | 192.0167 | 203.3457 | 203.3457 | 259.8351 | 259.8351 | 273.4505 | 273.4505 | 250 | 250 | 258.75 | 258.75
9 | Fixing of 33 kV LA including earthing. | Set. | 1 | 180.7776 | 180.7776 | 192.0167 | 192.0167 | 203.3457 | 203.3457 | 259.8351 | 259.8351 | 273.4505 | 273.4505 | 250 | 250 | 258.75 | 258.75
10 | Fixing of 11 kV LA including earthing. | Set. | 1 | 135.5832 | 135.5832 | 144.0125 | 144.0125 | 152.5093 | 152.5093 | 194.8763 | 194.8763 | 205.0878 | 205.0878 | 200 | 200 | 207 | 207
11 | Stringing of Dog ACSR conductor with fixing of terminal clamps. | LS | LS | LS | 1004.4706 | LS | 1066.9196 | LS | 1129.8678 | LS | 1443.7451 | LS | 1519.3974 | 1500 | 1500 | 1552.5 | 1552.5
12 | Digging and concreting of foundation of X-mer | LS | LS | LS | 10044.7064 | LS | 10669.1958 | LS | 11298.6784 | LS | 14437.4512 | LS | 15193.9737 | 15000 | 15000 | 15525 | 15525
13 | Digging and concreting of foundation of VCB. | No. | 1 | 1807.7756 | 1807.7756 | 1920.1668 | 1920.1668 | 2033.4567 | 2033.4567 | 2598.3509 | 2598.3509 | 2734.5045 | 2734.5045 | 3038.79 | 3038.79 | 3145.1476 | 3145.1476
14 | Handling & installation of 11 kV X-mer control and feeder VCB on foundation. | LS | LS | LS | 1406.2589 | LS | 1493.6874 | LS | 1581.815 | LS | 2021.2432 | LS | 2127.1563 | LS | 2127.16 | LS | 2201.61
15 | Preparation of cable trench from 11 kV VCB to control room | LS | LS | LS | 602.6824 | LS | 640.1517 | LS | 677.9207 | LS | 866.2471 | LS | 911.6384 | 4500 | 4500 | 4657.5 | 4657.5
16 | Painting of channels and supports | LS | LS | LS | 602.6824 | LS | 640.1517 | LS | 677.9207 | LS | 866.2471 | LS | 911.6384 | 1000 | 1000 | 1035 | 1035
| Total Labour Charges. (Rounded off) |  |  |  | 21107.7759 |  | 22420.0674 |  | 23742.8514 |  | 30338.6155 |  | 31928.3589 |  | 34920.8 |  | 36143.0274
The rates are proposed for normal soil conditions. In case of soft rock & hard rock, the rates of pit digging will be taken as two times and ten times respectively as compared to the rates applicable for normal soil.

## BL-3
2016-17
LABOUR SCHEDULE BL-3
SCHEDULE OF LABOUR CHARGES FOR 33/11 kV POWER TRANSFORMER
S.No. | Particulars | Unit | Qty. | 2015-16 Amount |  |  | 2016-17 Amount |  |  | 2017-18 Amount |  |  | Year 2018-19 |  |  | Year 2019-20 |  |  | Year 2020-21 |  |  | Year 2022-23
|  |  |  | 1.6 MVA | 3.15 MVA | 5.0 MVA | 1.6 MVA | 3.15 MVA | 5.0 MVA | 1.6 MVA | 3.15 MVA | 5.0 MVA | 1.6 MVA | 3.15 MVA | 5.0 MVA | 1.6 MVA | 3.15 MVA | 5.0 MVA | 1.6 MVA | 3.15 MVA | 5.0 MVA | 1.6 MVA | 3.15 MVA | 5.0 MVA
1 | Shifting of Xmer on foundation (Incl. lifting from A/S ) | No. | 1 | 25799.0335 | 32248.1982 | 38697.3628 | 27402.9852 | 34253.1009 | 41103.2166 | 29019.7614 | 36274.0339 | 43528.3063 | 37081.4511 | 46350.9605 | 55620.4699 | 39024.5191 | 48779.7508 | 58534.9825 | 40000 | 50000 | 60000 | 41400 | 51750 | 62100
2 | Assembling, | No. | 1 | 5159.5692 | 6449.1646 | 7739.9476 | 5480.3448 | 6850.1157 | 8221.1478 | 5803.6851 | 7254.2725 | 8706.1956 | 7415.9489 | 9269.5094 | 11124.7767 | 7804.5446 | 9755.2317 | 11707.715 | 7000 | 9600 | 9600 | 7245 | 9936 | 9936
3 | Testing including testing of 11 kV VCB and commissioning | LS | LS | 10061.4568 | 10061.4568 | 10319.1384 | 10686.9877 | 10686.9877 | 10960.6896 | 11317.5199 | 11317.5199 | 11607.3703 | 14461.527 | 14461.527 | 14831.8977 | 15219.311 | 15219.311 | 15609.0892 | 12000 | 12000 | 13000 | 12420 | 12420 | 13455
| Total Labour Charges. (Rounded off) |  |  | 41020.0596 | 48758.8197 | 56756.4488 | 43570.3177 | 51790.2042 | 60285.054 | 46140.9664 | 54845.8263 | 63841.8722 | 58958.9269 | 70081.9968 | 81577.1443 | 62048.3747 | 73754.2935 | 85851.7866 | 59000 | 71600 | 82600 | 61065 | 74106 | 85491

## BL-4
LABOUR SCHEDULE BL-4
LABOUR CHARGES FOR 11 kV OUTDOOR YARD EXTENSION OF ADDITIONAL BAY
S.No. | Particulars | Unit | Qty. | 2015-16 |  | 2016-17 |  | 2017-18 |  | Year 2018-19 |  | Year 2019-20 |  | Year 2020-21 |  | Year 2022-23
|  |  |  | Rate | Amount | Rate | Amount | Rate | Amount | Rate | Amount | Rate | Amount | Rate | Amount | Rate | Amount
1 | Pit digging | No. | 2 | 241.6999 | 483.3998 | 256.7266 | 513.4532 | 271.8735 | 543.747 | 347.3999 | 694.7999 | 364.66 | 729.32 | 400 | 800 | 414 | 828
2 | Shifting of materials to pole pits | No. | 6 | 100.7083 | 604.2497 | 106.9694 | 641.8165 | 113.2806 | 679.6837 | 144.75 | 868.4999 | 152.3349 | 914.0093 | 150 | 900 | 155.25 | 931.5
3 | Transportation of pole from road side to pole pit | No. | 2 | 277.4078 | 554.8157 | 294.6546 | 589.3091 | 312.0392 | 624.0783 | 398.7237 | 797.4473 | 419.6168 | 839.2335 | 500 | 1000 | 517.5 | 1035
4 | Cross arm fixing with insulator HW with insulator etc. | No. | 6 | 277.4078 | 1664.447 | 294.6546 | 1767.9273 | 312.0392 | 1872.235 | 398.7237 | 2392.3419 | 419.6168 | 2517.7006 | 450 | 2700 | 465.75 | 2794.5
5 | Pole erection complete | No. | 2 | 739.7542 | 1479.5084 | 785.7455 | 1571.4909 | 832.1045 | 1664.2089 | 1063.2631 | 2126.5262 | 1118.9781 | 2237.9561 | 1500 | 3000 | 1552.5 | 3105
6 | Concreting of poles | Cft. | 35 | 14.7951 | 517.828 | 15.7149 | 550.0218 | 16.6421 | 582.4731 | 21.2653 | 744.2842 | 22.3796 | 783.2846 | 0 | 0 | 0 | 0
7 | Fixing of 11 kV AB switch / Isolator complete with operating handle. | No. | 3 | 554.8157 | 1664.447 | 589.3091 | 1767.9273 | 624.0783 | 1872.235 | 797.4473 | 2392.3419 | 839.2335 | 2517.7006 | 1000 | 3000 | 1035 | 3105
8 | Stringing of DOG conductor including jumpering . | L.S. | L.S. | L.S. | 1387.0392 | L.S. | 1473.2728 | L.S. | 1560.1959 | L.S. | 1993.6183 | L.S. | 2098.0839 | L.S. | 2098.08 | LS | 2171.51
9 | Fixing of T-clamps for jumpering | No. | 11 | L.S. | 110.9631 | L.S. | 117.8618 | L.S. | 124.8157 | 14.5 | 159.4895 | 15.26 | 167.8467 | 20 | 220 | 20.7 | 227.7
10 | Digging and concreting of foundation of 11 kV VCB. | No. | 1 | 2014.1658 | 2014.1658 | 2139.3885 | 2139.3885 | 2265.6124 | 2265.6124 | 2894.9995 | 2894.9995 | 3046.6975 | 3046.6975 | 3046.7 | 3046.7 | 3153.3345 | 3153.3345
11 | Handling & installation of VCB on foundation | No. | 1 | 1409.9161 | 1409.9161 | 1497.5719 | 1497.5719 | 1585.9287 | 1585.9287 | 2026.4997 | 2026.4997 | 2132.6883 | 2132.6883 | 2132.69 | 2132.69 | 2207.3342 | 2207.3342
12 | Preparation of cable trench from 11 kV VCB to control room. | L.S. | L.S. | L.S. | 604.2497 | L.S. | 641.8165 | L.S. | 679.6837 | L.S. | 868.4999 | L.S. | 914.0093 | L.S. | 914.01 | LS | 946
13 | Painting of structure. | L.S. | L.S. | L.S. | 1007.0829 | L.S. | 1069.6942 | L.S. | 1132.8062 | L.S. | 1447.4998 | L.S. | 1523.3488 | L.S. | 1523.35 | LS | 1576.67
14 | Digging of pits & laying out earthing mat, interconnection etc. | L.S. | L.S. | L.S. | 2014.1658 | L.S. | 2139.3885 | L.S. | 2265.6124 | L.S. | 2894.9995 | L.S. | 3046.6975 | L.S. | 3046.7 | LS | 3153.33
15 | Levelling & Metalling | L.S. | L.S. | L.S. | 4028.3316 | L.S. | 4278.777 | L.S. | 4531.2248 | L.S. | 5789.9991 | L.S. | 6093.395 | L.S. | 6093.4 | LS | 6306.67
| TOTAL |  |  |  | 19544.6097 |  | 20759.7176 |  | 21984.5409 |  | 28091.8464 |  | 29561.9718 |  | 30474.93 |  | 31541.5487
The rates are proposed for normal soil conditions. In case of soft rock & hard rock, the rates of pit digging will be taken as two times and ten times respectively as compared to the rates applicable for normal soil.
| P.K. Sharma Executive Engineer (O&M) CSPDCL, Kasdol | C.H. Markam Superintending Engineer (City Circle-II) CSPDCL, Raipur | [11 empty] | S.K. Gajpal Superintending Engineer (STN) O/o ED (Project), CSPDCL, Raipur

## BL-5
LABOUR SCHEDULE BL-5
LABOUR CHARGES FOR 33 kV OUT DOOR YARD
S.No. | Particulars | Unit | Qty. | 2015-16 |  | 2016-17 |  | 2017-18 |  | Year 2018-19 |  | Year 2019-20 |  | Year 2020-21 |  | Year 2022-23
|  |  |  | Rate | Amount | Rate | Amount | Rate | Amount | Rate | Amount | Rate | Amount | Rate | Amount | Rate | Amount
1 | Pit digging | No. | 2 | 241.6999 | 483.3998 | 256.7266 | 513.4532 | 271.8735 | 543.747 | 347.3999 | 694.7999 | 364.66 | 729.32 | 400 | 800 | 414 | 828
2 | Shifting of materials to pole pit | No. | 6 | 100.7083 | 604.2497 | 106.9694 | 641.8165 | 113.2806 | 679.6837 | 144.75 | 868.4999 | 152.3349 | 914.0093 | 150 | 900 | 155.25 | 931.5
3 | Transportation of pole from road side to pole pit | Set | 2 | 302.1249 | 604.2497 | 320.9083 | 641.8165 | 339.8419 | 679.6837 | 434.2499 | 868.4999 | 457.0046 | 914.0093 | 500 | 1000 | 517.5 | 1035
4 | Cross arm fixing with insulator HW including channel for AB switch | No. | 6 | 302.1249 | 1812.7492 | 320.9083 | 1925.4496 | 339.8419 | 2039.0512 | 434.2499 | 2605.4996 | 457.0046 | 2742.0278 | 450 | 2700 | 465.75 | 2794.5
5 | Pole erection complete | No. | 2 | 805.6663 | 1611.3326 | 855.7554 | 1711.5108 | 906.245 | 1812.4899 | 1157.9998 | 2315.9996 | 1218.679 | 2437.358 | 1400 | 2800 | 1449 | 2898
6 | Concreting of stay and poles | Cft. | 35 | 16.1133 | 563.9664 | 17.1151 | 599.0288 | 18.1249 | 634.3715 | 23.16 | 810.5999 | 24.3736 | 853.0753 | 0 | 0 | 0 | 0
7 | Fixing of isolator complete with operating handle. | Set | 1 | 704.958 | 704.958 | 748.786 | 748.786 | 792.9643 | 792.9643 | 1013.2498 | 1013.2498 | 1066.3441 | 1066.3441 | 1500 | 1500 | 1552.5 | 1552.5
8 | Stringing of double conductor including jumpering and fixing of terminal clamps etc. | L.S. | LS | L.S. | 1510.6243 | L.S. | 1604.5414 | L.S. | 1699.2093 | L.S. | 2171.2497 | L.S. | 2285.0231 | LS | 2285.02 | LS | 2365
9 | Fixing of T-clamps for jumpering | No. | 18 | 12.085 | 217.5299 | 12.8363 | 231.054 | 13.5937 | 244.6861 | 17.37 | 312.66 | 25.37 | 456.66 | 30.37 | 546.66 | 31.433 | 565.7931
10 | Painting of Structure | L.S. | LS | L.S. | 1007.0829 | L.S. | 1069.6942 | L.S. | 1132.8062 | L.S. | 1447.4998 | L.S. | 1523.3488 | LS | 1523.35 | LS | 1576.67
11 | Digging of trenches, pits & laying out earthing mat, interconnection etc. | L.S. | L.S. | L.S. | 2014.1658 | L.S. | 2139.3885 | L.S. | 2265.6124 | L.S. | 2894.9995 | L.S. | 3046.6975 | L.S. | 3046.7 | LS | 3153.33
12 | Levelling & Metalling | L.S. | L.S. | L.S. | 4028.3316 | L.S. | 4278.777 | L.S. | 4531.2248 | L.S. | 5789.9991 | L.S. | 6093.395 | L.S. | 6093.4 | LS | 6306.67
| TOTAL |  |  |  | 15162.6401 |  | 16105.3166 |  | 17055.5302 |  | 21793.5565 |  | 23061.2682 |  | 23195.13 |  | 24006.9631
The rates are proposed for normal soil conditions. In case of soft rock & hard rock, the rates of pit digging will be taken as two times and ten times respectively as compared to the rates applicable for normal soil.
| P.K. Sharma Executive Engineer (O&M) CSPDCL, Kasdol | C.H. Markam Superintending Engineer (City Circle-II) CSPDCL, Raipur | [11 empty] | S.K. Gajpal Superintending Engineer (STN) O/o ED (Project), CSPDCL, Raipur

## BL-6
LABOUR SCHEDULE BL-6
SCHEDULE OF LABOUR CHARGES FOR INSTALLATION OF 33 kV VCB
S. No. | Particulars | Unit | 2015-16 |  |  | 2016-17 |  |  | 2017-18 |  |  | Year 2018-19 |  |  | Year 2019-20 |  |  | Qty. | Year 2020-21 |  | Year 2022-23
|  |  | Rate | Qty. | Amt. (Rs) | Rate | Qty. | Amt. (Rs) | Rate | Qty. | Amt. (Rs) | Rate | Qty. | Amt. (Rs) | Rate |  | Amt. (Rs) |  | Rate | Amt. (Rs) | Rate | Amt. (Rs)
1 | Digging and concreting of foundation of VCB. | No. | 2008.9413 | 1 | 2008.9413 | 2133.8392 | 1 | 2133.8392 | 2259.7357 | 1 | 2259.7357 | 2887.4902 | 1 | 2887.4902 | 3038.7947 | 1 | 3038.7947 | 1 | 3038.79 | 3038.79 | 3145.1476 | 3145.1476
2 | Handling & installation of 33 kV X-mer control and feeder VCB on foundation. | No. | 1934.883 | 1 | 1934.883 | 2055.1766 | 1 | 2055.1766 | 2176.432 | 1 | 2176.432 | 2781.0448 | 1 | 2781.0448 | 2926.7716 | 1 | 2926.7716 | 1 | 2926.77 | 2926.77 | 3029.2069 | 3029.2069
3 | Fixing of T-clamps for jumpers & bimetallic clamps | No. | 16.769 | 35 | 586.9145 | 17.8115 | 35 | 623.4036 | 18.8624 | 35 | 660.1844 | 24.1024 | 35 | 843.5836 | 25.3654 | 35 | 887.7874 | 35 | 30.37 | 1062.95 | 31.433 | 1100.1533
4 | DC cabling from distn. Board to yard connection. | LS | 602.6516 | 1 | 602.6516 | 640.119 | 1 | 640.119 | 677.886 | 1 | 677.886 | 866.2028 | 1 | 866.2028 | 911.5918 | 1 | 911.5918 | 1 | 750 | 750 | 776.25 | 776.25
5 | Laying of under-ground cable complete including fixing of terminal block. | LS | 602.6516 | 1 | 602.6516 | 640.119 | 1 | 640.119 | 677.886 | 1 | 677.886 | 866.2028 | 1 | 866.2028 | 911.5918 | 1 | 911.5918 | 1 | 500 | 500 | 517.5 | 517.5
| Total labour charges |  |  |  | 5736.0419 |  |  | 6092.6573 |  |  | 6452.1241 |  |  | 8244.5242 |  |  | 8676.5373 |  |  | 8278.51 |  | 8568.2578
| Total Labour Charges. (Rounded off) |  |  |  | 5736.0419 |  |  | 6092.6573 |  |  | 6452.1241 |  |  | 8244.5242 |  |  | 8677 |  |  | 8279 |  | 8568
[5 empty] | 7322.58 |  |  | 7777.8321
Note - | The rates are proposed for normal soil conditions. In case of soft rock & hard rock, the rates of pit digging will be taken as two times and ten times respectively as compared to the rates applicable for normal soil.
| P.K. Sharma Executive Engineer (O&M) CSPDCL, Kasdol | C.H. Markam Superintending Engineer (City Circle-II) CSPDCL, Raipur | [16 empty] | S.K. Gajpal Superintending Engineer (STN) O/o ED (Project), CSPDCL, Raipur

## BL-7
LABOUR SCHEDULE BL-7
SCHEDULE OF LABOUR CHARGES FOR INSTALLATION OF 11 kV SINGLE PHASE AB SWITCH ON EXISTING OUTGOING FEEDER DP FROM 33/11 kV S/S
S.No. | Particulars | Unit | 2015-16 |  |  | 2016-17 |  |  | 2017-18 |  |  | Year 2018-19 |  |  | Year 2019-20 |  |  | Qty. | Year 2020-21 |  | Year 2022-23
|  |  | Rate | Qty. | Amt. (Rs) | Rate | Qty. | Amt. (Rs) | Rate | Qty. | Amt. (Rs) | Rate | Qty. | Amt. (Rs) | Rate | Qty. | Amt. (Rs) |  | Rate | Amt. (Rs) | Rate | Amt. (Rs)
1 | Fixing of 11 kV AB switch complete with handle isolator | Set. | 602.6824 | 1 | 602.6824 | 640.1517 | 1 | 640.1517 | 677.9207 | 1 | 677.9207 | 866.2471 | 1 | 866.2471 | 911.6384 | 1 | 911.6384 | 1 | 1000 | 1000 | 1035 | 1035
2 | Stringing of DOG ACSR conductor with fixing of terminal clamps. |  | 0 |  | 0 | [9 empty] | 0 |  | 0 |  | 0 | 0 | 0 | 0
| (a) 11 kV incoming gantry structure | LS | 1004.4623 | 1 | 1004.4623 | 1066.9107 | 1 | 1066.9107 | 1129.8584 | 1 | 1129.8584 | 1443.7331 | 1 | 1443.7331 | 1519.3847 | 1 | 1519.3847 | 1 | 1600 | 1600 | 1656 | 1656
3 | Fixing of T-clamps for jumpers & bimetallic clamps | No. | 16.769 | 35 | 586.9145 | 17.8115 | 35 | 623.4036 | 18.8624 | 35 | 660.1844 | 24.1024 | 35 | 843.5836 | 25.3654 | 35 | 887.7874 | 35 | 30.37 | 1062.95 | 31.433 | 1100.1533
4 | Jumpering of DO fuse, AB switch & transformer and fixing of terminal clamps. | LS | 602.6516 | 1 | 602.6516 | 640.119 | 1 | 640.119 | 677.886 | 1 | 677.886 | 866.2028 | 1 | 866.2028 | 911.5918 | 1 | 911.5918 | 1 | 1000 | 1000 | 1035 | 1035
| Total labour charges. |  |  |  | 2796.7107 |  |  | 2970.585 |  |  | 3145.8495 |  |  | 4019.7665 |  |  | 4230.4023 |  |  | 4662.95 |  | 4826.1533
| Total Labour Charges. (Rounded off) |  |  |  | 2796.7107 |  |  | 2970.585 |  |  | 3145.8495 |  |  | 4020 |  |  | 4230 |  |  | 4663 |  | 4826
The rates are proposed for normal soil conditions. In case of soft rock & hard rock, the rates of pit digging will be taken as two times and ten times respectively as compared to the rates applicable for normal soil.

## BL-8
LABOUR SCHEDULE BL-8
SCHEDULE OF LABOUR CHARGES FOR AUGMENTATION OF 33/11 kV S/s CAPACITY REPLACEMENT OF POWER TRANSFORMER
S.No. | Particulars | Unit | 2015-16 |  |  | 2016-17 |  |  | 2017-18 |  |  | Year 2018-19 |  |  | Year 2019-20 |  |  | Qty. | Year 2020-21 |  | Year 2022-23
|  |  | Rate | Qty. | Amt. (Rs) | Rate | Qty. | Amt. (Rs) | Rate | Qty. | Amt. (Rs) | Rate | Qty. | Amt. (Rs) | Rate | Qty. | Amt. (Rs) |  | Rate | Amt. (Rs) | Rate | Amt. (Rs)
1 | Shifting of Xmer on foundation (including lifting from A/Store) | No. | 32248.0438 | 1 | 32248.0438 | 34252.9369 | 1 | 34252.9369 | 36273.8602 | 1 | 36273.8602 | 46350.7386 | 1 | 46350.7386 | 48779.5173 | 1 | 48779.5173 | 1 | 50000 | 50000 | 51750 | 51750
2 | Assembling | No. | 6449.604 | 1 | 6449.604 | 6850.5823 | 1 | 6850.5823 | 7254.7667 | 1 | 7254.7667 | 9270.1409 | 1 | 9270.1409 | 9755.8963 | 1 | 9755.8963 | 1 | 9000 | 9000 | 9315 | 9315
3 | Testing and Commissioning of Xmer and VCB | No. | 10061.3856 | 1 | 10061.3856 | 10686.912 | 1 | 10686.912 | 11317.4398 | 1 | 11317.4398 | 14461.4246 | 1 | 14461.4246 | 15219.2032 | 1 | 15219.2032 | 1 | 10000 | 10000 | 10350 | 10350
4 | Digging and concreting of foundation of VCB. | No. | 2008.9413 | 1 | 2008.9413 | 2133.8392 | 1 | 2133.8392 | 2259.7357 | 1 | 2259.7357 | 2887.4902 | 1 | 2887.4902 | 3038.7947 | 1 | 3038.7947 | 1 | 3038.79 | 3038.79 | 3145.1476 | 3145.1476
5 | Handling & installation of 33 kV X-mer control and feeder VCB on foundation. | No. | 1934.883 | 1 | 1934.883 | 2055.1766 | 1 | 2055.1766 | 2176.432 | 1 | 2176.432 | 2781.0448 | 1 | 2781.0448 | 2926.7716 | 1 | 2926.7716 | 1 | 2926.77 | 2926.77 | 3029.2069 | 3029.2069
6 | Fixing of T-clamps for jumpers & bimetallic clamps | No. | 16.769 | 35 | 586.9145 | 17.8115 | 35 | 623.4036 | 18.8624 | 35 | 660.1844 | 24.1024 | 35 | 843.5836 | 25.3654 | 35 | 887.7874 | 35 | 30.37 | 1062.95 | 31.433 | 1100.1533
7 | DC cabling from distn. Board to yard connection. | LS | 602.6516 | 1 | 602.6516 | 640.119 | 1 | 640.119 | 677.886 | 1 | 677.886 | 866.2028 | 1 | 866.2028 | 911.5918 | 1 | 911.5918 | 1 | 750 | 750 | 776.25 | 776.25
8 | Laying of under-ground cable complete including fixing of terminal block. | LS | 602.6516 | 1 | 602.6516 | 640.119 | 1 | 640.119 | 677.886 | 1 | 677.886 | 866.2028 | 1 | 866.2028 | 911.5918 | 1 | 911.5918 | 1 | 750 | 750 | 776.25 | 776.25
| Total labour charges |  |  |  | 54495.0753 |  |  | 57883.0886 |  |  | 61298.1908 |  |  | 78326.8282 |  |  | 82431.154 |  |  | 77528.51 |  | 80242.0078
| Total Labour Charges (Rounded off) |  |  |  | 54495.0753 |  |  | 57883.0886 |  |  | 61298.1908 |  |  | 78326.8282 |  |  | 82431 |  |  | 77529 |  | 80242
The rates are proposed for normal soil conditions. In case of soft rock & hard rock, the rates of pit digging will be taken as two times and ten times respectively as compared to the rates applicable for normal soil.
P.K. Sharma Executive Engineer (O&M) CSPDCL, Kasdol |  | C.H. Markam Superintending Engineer (City Circle-II) CSPDCL, Raipur | [16 empty] | S.K. Gajpal Superintending Engineer (STN) O/o ED (Project), CSPDCL, Raipur

## BL-9
LABOUR SCHEDULE BL-9
SCHEDULE OF LABOUR CHARGES FOR INSTALLATION OF 1.6 MVA POWER TRANSFORMER ON LINE
S.No. | Particulars | Unit | Qty. | 2015-2016 |  | 2016-2017 |  | 2017-2018 |  | Year 2018-19 |  | Year 2019-20 |  | Year 2020-21 |  | Year 2022-23
|  |  |  | Rate | Amt. | Rate | Amt. | Rate | Amt. | Rate | Amt. | Rate | Amt. | Rate | Amt. (Rs) | Rate | Amt. (Rs)
1 | Pit digging | No. | 10 | 241.073 | 2410.7295 | 256.0607 | 2560.607 | 271.1683 | 2711.6828 | 346.4988 | 3464.9883 | 364.6554 | 3646.5537 | 400 | 4000 | 414 | 4140
2 | Shifting of materials (Other than pole) to pole pits | No. | 5 | 100.4471 | 502.2353 | 106.692 | 533.4598 | 112.9868 | 564.9339 | 144.3745 | 721.8726 | 151.9397 | 759.6987 | 90 | 450 | 93.15 | 465.75
3 | Transportation of support from road side to pole pits for a lead for 1.0 Km. | No. | 10 | 200.8941 | 2008.9413 | 213.3839 | 2133.8392 | 225.9736 | 2259.7357 | 288.749 | 2887.4902 | 303.8795 | 3038.7947 | 227.9 | 2279 | 235.8765 | 2358.765
4 | Cross arm fixing complete including insulator etc. | No. | 5 | 301.3412 | 1506.706 | 320.0759 | 1600.3794 | 338.9604 | 1694.8018 | 433.1235 | 2165.6177 | 455.8192 | 2279.0961 | 400 | 2000 | 414 | 2070
5 | Pole erection complete (Joist) | No. | 10 | 502.2353 | 5022.3532 | 533.4598 | 5334.5979 | 564.9339 | 5649.3392 | 721.8726 | 7218.7256 | 759.6987 | 7596.9868 | 750 | 7500 | 776.25 | 7762.5
6 | Concreting of supports | Cft. | 185 | 16.0715 | 2973.2331 | 17.0707 | 3158.082 | 18.0779 | 3344.4088 | 23.0999 | 4273.4856 | 24.3104 | 4497.4162 | 24.31 | 4497.35 | 25.1608 | 4654.7572
7 | Fixing of 33 kV DO fuse units. | Set. | 1 | 251.1177 | 251.1177 | 266.7299 | 266.7299 | 282.467 | 282.467 | 360.9363 | 360.9363 | 379.8493 | 379.8493 | 379.85 | 379.85 | 393.1447 | 393.1447
8 | Fixing of 11 kV DO fuse units. | Set. | 1 | 200.8941 | 200.8941 | 213.3839 | 213.3839 | 225.9736 | 225.9736 | 288.749 | 288.749 | 303.8795 | 303.8795 | 250 | 250 | 258.75 | 258.75
9 | Fixing of 33 kV LA including earthing. | Set. | 1 | 200.8941 | 200.8941 | 213.3839 | 213.3839 | 225.9736 | 225.9736 | 288.749 | 288.749 | 303.8795 | 303.8795 | 250 | 250 | 258.75 | 258.75
10 | Fixing of 11 kV LA including earthing. | Set. | 1 | 150.6706 | 150.6706 | 160.0379 | 160.0379 | 169.4802 | 169.4802 | 216.5618 | 216.5618 | 227.9096 | 227.9096 | 200 | 200 | 207 | 207
11 | Stringing of Dog ACSR conductor with fixing of terminal clamps. | LS | LS | LS | 1004.4706 | LS | 1066.9196 | LS | 1129.8678 | LS | 1443.7451 | LS | 1519.3974 | LS | 1819 | LS | 1882.67
12 | Digging and concreting of foundation of X-mer | LS | LS | LS | 10044.7064 | LS | 10669.1958 | LS | 11298.6784 | LS | 14437.4512 | LS | 15193.9737 | LS | 15193.97 | LS | 15725.76
13 | Painting of channels and supports | LS | LS | LS | 602.6824 | LS | 640.1517 | LS | 677.9207 | LS | 866.2471 | LS | 911.6384 | LS | 1500 | LS | 1552.5
14 | Shifting of Xmer (including lifting from A/Store) | No. | 1 | 24143.0702 | 24143.0702 | 25644.069 | 25644.069 | 27157.0691 | 27157.0691 | 34701.3029 | 34701.3029 | 36519.6511 | 36519.6511 | 45000 | 45000 | 46575 | 46575
15 | Assembling | No. | 1 | 4828.614 | 4828.614 | 5128.8138 | 5128.8138 | 5431.4138 | 5431.4138 | 6940.2606 | 6940.2606 | 7303.9302 | 7303.9302 | 7000 | 7000 | 7245 | 7245
16 | Testing and commissioning of power Xmer | No. | 1 | 9415.7918 | 9415.7918 | 10001.181 | 10001.181 | 10591.2507 | 10591.2507 | 13533.5001 | 13533.5001 | 14242.6555 | 14242.6555 | 12000 | 12000 | 12420 | 12420
17 | Digging of pits and laying out earthing mate connecteion etc | LS | LS | LS | 2008.9308 | LS | 2133.8281 | LS | 2259.7239 | LS | 2887.4752 | LS | 3038.7789 | LS | 3038.78 | LS | 3145.14
| Total Labour Charges | [9 empty] | 96697.1583 |  | 101764.0894 |  | 107357.95 |  | 111115.487
203528.1787
The rates are proposed for normal soil conditions. In case of soft rock & hard rock, the rates of pit digging will be taken as two times and ten times respectively as compared to the rates applicable for normal soil.
| P.K. Sharma Executive Engineer (O&M) CSPDCL, Kasdol | C.H. Markam Superintending Engineer (City Circle-II) CSPDCL, Raipur | [11 empty] | S.K. Gajpal Superintending Engineer (STN) O/o ED (Project), CSPDCL, Raipur

## CL-1
LABOUR SCHEDULE CL-1
LABOUR CHARGES OF 11 kV LINE ON PCC POLES
S. No. | Particulars | Unit | Qty. | Year 2015-16 |  | Year 2016-17 |  | Year 2017-18 |  | Year 2018-19 |  | Year 2019-20 |  | 2020-21 |  | 2022-23
|  |  |  | Rate | Amount | Rate | Amount | Rate | Amount | Rate | Amount | Rate | Amount | Rate | Amount | Rate | Amount
1 | Survey | Km. | 1 | 3021.2487 | 3021.2487 | 3209.0827 | 3209.0827 | 3398.4186 | 3398.4186 | 4342.4993 | 4342.4993 | 4570.0463 | 4570.0463 | 2500 | 2500 | 2587.5 | 2587.5
2 | Tree cutting | Km. | 1
3 | Approach Clearence | Km. | 1
4 | Pit digging | No. | 12 | 201.4166 | 2416.9989 | 213.9388 | 2567.2662 | 226.5612 | 2718.7349 | 289.5 | 3473.9994 | 304.6698 | 3656.037 | 325 | 3900 | 336.375 | 4036.5
5 | Stay Pit digging | No. | 4 | 181.2749 | 725.0997 | 192.545 | 770.1799 | 203.9051 | 815.6205 | 260.55 | 1042.1998 | 274.2028 | 1096.8111 | 290 | 1160 | 300.15 | 1200.6
6 | Transportation of pole from road side to pole pit for a lead of 1 Km. | No. | 12 | 201.4166 | 2416.9989 | 213.9388 | 2567.2662 | 226.5612 | 2718.7349 | 289.5 | 3473.9994 | 304.6698 | 3656.037 | 300 | 3600 | 310.5 | 3726
7 | Shifting of materials to pole pits | No. | 12 | 40.2833 | 483.3998 | 42.7878 | 513.4532 | 45.3122 | 543.747 | 57.9 | 694.7999 | 60.934 | 731.2074 | 60.93 | 731.16 | 63.0626 | 756.7506
8 | Cross arm fixing complete with top clamp | No. | 12 | 60.425 | 725.0997 | 64.1817 | 770.1799 | 67.9684 | 815.6205 | 86.85 | 1042.1998 | 91.4009 | 1096.8111 | 90 | 1080 | 93.15 | 1117.8
9 | Pole erection complete (including earthing) | No. | 12 | 503.5414 | 6042.4974 | 534.8471 | 6418.1655 | 566.4031 | 6796.8372 | 723.7499 | 8684.9986 | 761.6744 | 9140.0925 | 1000 | 12000 | 1035 | 12420
10 | Concreting of stay and poles | Cft. | 51 | 16.1133 | 821.7796 | 17.1151 | 872.8705 | 18.1249 | 924.3699 | 23.16 | 1181.1598 | 24.3736 | 1243.0526 | 0 | 0 | 0 | 0
11 | Stay erection complete | No. | 4 | 130.9208 | 523.6831 | 139.0603 | 556.241 | 147.2648 | 589.0592 | 188.175 | 752.6999 | 198.0353 | 792.1414 | 200 | 800 | 207 | 828
12 | Insulator fixing with GI Pin | No. | 36 | 14.0992 | 507.5698 | 14.9757 | 539.1259 | 15.8593 | 570.9343 | 20.265 | 729.5399 | 21.3269 | 767.7678 | 21.33 | 767.88 | 22.0766 | 794.7558
13 | Anti climbing devices and danger board fixing | No. | 12 | 50.3541 | 604.2497 | 53.4847 | 641.8165 | 56.6403 | 679.6837 | 72.375 | 868.4999 | 76.1674 | 914.0093 | 90 | 1080 | 93.15 | 1117.8
14 | Painting of cross arm & numbering of poles | No. | 12 | 50.3541 | 604.2497 | 53.4847 | 641.8165 | 56.6403 | 679.6837 | 72.375 | 868.4999 | 76.1674 | 914.0093 | 76.17 | 914.04 | 78.8359 | 946.0314
15 | Stringing of line (Rabbit) all three conductor | Km. | 1 | 7250.9968 | 7250.9968 | 7701.7986 | 7701.7986 | 8156.2047 | 8156.2047 | 10421.9983 | 10421.9983 | 10968.1111 | 10968.1111 | 10000 | 10000 | 10350 | 10350
16 | Carpet guarding | Span | 1 | 1007.0829 | 1007.0829 | 1069.6942 | 1069.6942 | 1132.8062 | 1132.8062 | 1447.4998 | 1447.4998 | 1523.3488 | 1523.3488 | 1523.35 | 1523.35 | 1576.6672 | 1576.6672
17 | Twisting of jointing sleeves | No. | 3 | 44.3116 | 132.9349 | 47.0665 | 141.1996 | 49.8435 | 149.5304 | 63.69 | 191.07 | 67.0273 | 201.082 | 67.03 | 201.09 | 69.3761 | 208.1282
| TOTAL |  |  |  | 27283.8898 |  | 28980.1565 |  | 30689.9857 |  | 39215.6638 |  | 41270.5646 |  | 40257.52 |  | 41666.5332
| Stringing of line (Weasel) all three conductor | Km. | 1 | 6646.7471 | 24279.85 | 7059.982 | 25789.3526 | 7476.521 | 27310.9244 | 9553.4985 | 34897.8991 | 10054.1018 | 40356.55 | 9000 | 39257.52 | 9315 | 40631.53
1. The rates are proposed for normal soil conditions. In case of soft rock & hard rock, the rates of pit digging will be taken as two times and ten times respectively as compared to the rates applicable for normal soil.

## CL-2
LABOUR SCHEDULE CL-2
LABOUR CHARGES PER KM. OF 11 kV D.P. STRUCTURE ON PCC POLE
S. No. | Particulars | Unit | Qty. | Rate for 2015-2016 |  | Rate for 2016-2017 |  | Rate for 2017-2018 |  | Year 2018-19 |  | Year 2019-20 |  | 2020-21 |  | 2022-23
|  |  |  | Rate | Amount | Rate | Amount | Rate | Amount | Rate | Amount | Rate | Amount | Rate | Amount | Rate | Amount
1 | Pit digging | No. | 2 | 201.4166 | 402.8332 | 213.9388 | 427.8777 | 226.5612 | 453.1225 | 289.5 | 578.9999 | 304.6698 | 609.3395 | 325 | 650 | 336.375 | 672.75
2 | Stay Pit digging | No. | 6 | 181.2749 | 1087.6495 | 192.545 | 1155.2698 | 203.9051 | 1223.4307 | 260.55 | 1563.2998 | 274.2028 | 1645.2167 | 290 | 1740 | 300.15 | 1800.9
3 | Shifting of materials to pole pit | Set | 1 | 140.9916 | 140.9916 | 149.7572 | 149.7572 | 158.5929 | 158.5929 | 202.65 | 202.65 | 213.2688 | 213.2688 | 130 | 130 | 134.55 | 134.55
4 | Transportation of pole from road side to pole pit for a lead of 1 Km. | No. | 2 | 201.4166 | 402.8332 | 213.9388 | 427.8777 | 226.5612 | 453.1225 | 289.5 | 578.9999 | 304.6698 | 609.3395 | 300 | 600 | 310.5 | 621
5 | Cross arm fixing complete including insulator etc. | No. | 1 | 302.1249 | 302.1249 | 320.9083 | 320.9083 | 339.8419 | 339.8419 | 434.2499 | 434.2499 | 457.0046 | 457.0046 | 250 | 250 | 258.75 | 258.75
6 | Pole erection complete (including earthing) | No. | 2 | 503.5414 | 1007.0829 | 534.8471 | 1069.6942 | 566.4031 | 1132.8062 | 723.7499 | 1447.4998 | 761.6744 | 1523.3488 | 1000 | 2000 | 1035 | 2070
7 | Concreting of stay and poles | Cft. | 76 | 16.1133 | 1224.6128 | 17.1151 | 1300.7482 | 18.1249 | 1377.4923 | 23.16 | 1760.1597 | 24.3736 | 1852.3921 | 0 | 0 | 0 | 0
8 | Stay erection complete | No. | 6 | 130.9208 | 785.5247 | 139.0603 | 834.3615 | 147.2648 | 883.5888 | 188.175 | 1129.0498 | 198.0353 | 1188.212 | 200 | 1200 | 207 | 1242
9 | Anticlimbing devices and danger board fixing | No. | 2 | 50.3541 | 100.7083 | 53.4847 | 106.9694 | 56.6403 | 113.2806 | 72.375 | 144.75 | 76.1674 | 152.3349 | 76.17 | 152.34 | 78.8359 | 157.6719
10 | Painting of cross arm and numbering of poles etc. | No. | 2 | 60.425 | 120.8499 | 64.1817 | 128.3633 | 67.9684 | 135.9367 | 86.85 | 173.7 | 91.4009 | 182.8019 | 91.4 | 182.8 | 94.599 | 189.198
| TOTAL |  |  |  | 5575.2109 |  | 5921.8273 |  | 6271.2152 |  | 8013.3587 |  | 8433.2587 |  | 6905.14 |  | 7146.8199
1. The rates are proposed for normal soil conditions. In case of soft rock & hard rock, the rates of pit digging will be taken as two times and ten times respectively as compared to the rates applicable for normal soil.

## CL-3
LABOUR SCHEDULE CL-3
LABOUR CHARGES FOR 25 / 63 / 100 / 200 kVA 11/0.4 kV OUT DOOR TRANSFORMER SUB-STATION
S. No. | Particulars | Unit | Qty. | 25 kVA X-Mer |  |  |  | 63/100 kVA X-Mer |  |  |  | 200 kVA X-Mer |  |  |  | 25 kVA X-Mer |  | 63/100 kVA X-Mer |  | 200 kVA X-Mer |  | 25 kVA X-Mer |  | 63/100 kVA X-Mer |  | 200 kVA X-Mer |  | 25 kVA X-Mer |  | 63/100 kVA X-Mer |  | 200 kVA X-Mer |  | 25 kVA X-Mer |  | 63/100 kVA X-Mer |  | 200 kVA X-Mer |  | 25 kVA X-Mer |  | 63/100 kVA X-Mer |  | 200 kVA X-Mer
|  |  |  | 2015-2016 |  | 2016-2017 |  | 2015-2016 |  | 2016-2017 |  | 2015-2016 |  | 2016-2017 |  | 2017-2018 |  | 2017-2018 |  | 2017-2018 |  | Year 2018-19 |  | Year 2018-19 |  | Year 2018-19 |  | Year 2019-20 | [5 empty] | 2020-21 | [5 empty] | 2022-23
|  |  |  | Rate | Amount | Rate | Amount | Rate | Amount | Rate | Amount | Rate | Amount | Rate | Amount | Rate | Amount | Rate | Amount | Rate | Amount | Rate | Amount | Rate | Amount | Rate | Amount | Rate | Amount | Rate | Amount | Rate | Amount | Rate | Amount | Rate | Amount | Rate | Amount | Rate | Amount | Rate | Amount | Rate | Amount
1 | Pit digging | Each | 2 | 200.8941 | 401.7883 | 213.3839 | 426.7678 | 200.8941 | 401.7883 | 213.3839 | 426.7678 | 241.6999 | 483.3998 | 256.7266 | 513.4532 | 225.9736 | 451.9471 | 225.9736 | 451.9471 | 271.8735 | 543.747 | 288.749 | 577.498 | 288.749 | 577.498 | 347.3999 | 694.7999 | 303.8795 | 607.7589 | 303.8795 | 607.7589 | 365.6037 | 731.2074 | 325 | 650 | 325 | 650 | 325 | 650 | 336.375 | 672.75 | 336.375 | 672.75 | 336.375 | 672.75
2 | Stay Pit digging | Each | 4 | 180.8047 | 723.2189 | 192.0455 | 768.1821 | 180.8047 | 723.2189 | 192.0455 | 768.1821 | 181.2749 | 725.0997 | 192.545 | 770.1799 | 203.3762 | 813.5048 | 203.3762 | 813.5048 | 203.9051 | 815.6205 | 259.8741 | 1039.4965 | 259.8741 | 1039.4965 | 260.55 | 1042.1998 | 273.4915 | 1093.9661 | 273.4915 | 1093.9661 | 274.2028 | 1096.8111 | 290 | 1160 | 290 | 1160 | 290 | 1160 | 300.15 | 1200.6 | 300.15 | 1200.6 | 300.15 | 1200.6
3 | Shifting of materials to pole pits | Set | 1 | 200.8941 | 200.8941 | 213.3839 | 213.3839 | 200.8941 | 200.8941 | 213.3839 | 213.3839 | 201.4166 | 201.4166 | 213.9388 | 213.9388 | 225.9736 | 225.9736 | 225.9736 | 225.9736 | 226.5612 | 226.5612 | 288.749 | 288.749 | 288.749 | 288.749 | 289.5 | 289.5 | 303.8795 | 303.8795 | 303.8795 | 303.8795 | 304.6698 | 304.6698 | 130 | 130 | 130 | 130 | 130 | 130 | 134.55 | 134.55 | 134.55 | 134.55 | 134.55 | 134.55
4 | Transportation of pole from road side to pole pit | Each | 2 | 200.8941 | 401.7883 | 213.3839 | 426.7678 | 200.8941 | 401.7883 | 213.3839 | 426.7678 | 201.4166 | 402.8332 | 213.9388 | 427.8777 | 225.9736 | 451.9471 | 225.9736 | 451.9471 | 226.5612 | 453.1225 | 288.749 | 577.498 | 288.749 | 577.498 | 289.5 | 578.9999 | 303.8795 | 607.7589 | 303.8795 | 607.7589 | 304.6698 | 609.3395 | 300 | 600 | 300 | 600 | 300 | 600 | 310.5 | 621 | 310.5 | 621 | 310.5 | 621
5 | DC Cross arm fixing complete including insulator | Each | 2 | 301.3412 | 602.6824 | 320.0759 | 640.1517 | 301.3412 | 602.6824 | 320.0759 | 640.1517 | 302.1249 | 604.2497 | 320.9083 | 641.8165 | 338.9604 | 677.9207 | 338.9604 | 677.9207 | 339.8419 | 679.6837 | 433.1235 | 866.2471 | 433.1235 | 866.2471 | 434.2499 | 868.4999 | 455.8192 | 911.6384 | 455.8192 | 911.6384 | 457.0046 | 914.0093 | 350 | 700 | 350 | 700 | 350 | 700 | 362.25 | 724.5 | 362.25 | 724.5 | 362.25 | 724.5
6 | Pole erection complete including earthing | Each | 2 | 502.2353 | 1004.4706 | 533.4598 | 1066.9196 | 502.2353 | 1004.4706 | 533.4598 | 1066.9196 | 0 | 0 | 0 | 0 | 564.9339 | 1129.8678 | 564.9339 | 1129.8678 | 0 | 0 | 721.8726 | 1443.7451 | 721.8726 | 1443.7451 | 0 | 0 | 759.6987 | 1519.3974 | 759.6987 | 1519.3974 | 0 | 0 | 1000 | 2000 | 1000 | 2000 | 1400 | 2800 | 1035 | 2070 | 1035 | 2070 | 1449 | 2898
7 | Concreting of stay and base pad for poles | Cft. | 70 | 16.0715 | 1125.0071 | 17.0707 | 1194.9499 | 16.0715 | 1125.0071 | 17.0707 | 1194.9499 | 16.0715 | 1125.0071 | 17.0707 | 1194.9499 | 18.0779 | 1265.452 | 18.0779 | 1265.452 | 18.0779 | 1265.452 | 23.0999 | 1616.9945 | 23.0999 | 1616.9945 | 23.0999 | 1616.9945 | 24.3104 | 1701.7251 | 24.3104 | 1701.7251 | 24.3104 | 1701.7251 | 0 | 0 | 0 | 0 | 0 | 0 | 0 | 0 | 0 | 0 | 0 | 0
8 | Stay erection complete | Each | 4 | 130.5812 | 522.3247 | 138.6995 | 554.7982 | 130.5812 | 522.3247 | 138.6995 | 554.7982 | 130.5812 | 522.3247 | 138.6995 | 554.7982 | 146.8828 | 587.5313 | 146.8828 | 587.5313 | 146.8828 | 587.5313 | 187.6869 | 750.7475 | 187.6869 | 750.7475 | 187.6869 | 750.7475 | 197.5217 | 790.0866 | 197.5217 | 790.0866 | 197.5217 | 790.0866 | 200 | 800 | 200 | 800 | 200 | 800 | 207 | 828 | 207 | 828 | 207 | 828
9 | Fixing of LA Set | Set | 1 | 150.6706 | 150.6706 | 160.0379 | 160.0379 | 150.6706 | 150.6706 | 160.0379 | 160.0379 | 150.6706 | 150.6706 | 160.0379 | 160.0379 | 169.4802 | 169.4802 | 169.4802 | 169.4802 | 169.4802 | 169.4802 | 216.5618 | 216.5618 | 216.5618 | 216.5618 | 216.5618 | 216.5618 | 227.9096 | 227.9096 | 227.9096 | 227.9096 | 227.9096 | 227.9096 | 190 | 190 | 190 | 190 | 190 | 190 | 196.65 | 196.65 | 196.65 | 196.65 | 196.65 | 196.65
10 | Anti climbing devices and danger board fixing | Each | 2 | 50.2235 | 100.4471 | 53.346 | 106.692 | 50.2235 | 100.4471 | 53.346 | 106.692 | 50.2235 | 100.4471 | 53.346 | 106.692 | 56.4934 | 112.9868 | 56.4934 | 112.9868 | 56.4934 | 112.9868 | 72.1873 | 144.3745 | 72.1873 | 144.3745 | 72.1873 | 144.3745 | 75.9699 | 151.9397 | 75.9699 | 151.9397 | 75.9699 | 151.9397 | 90 | 180 | 90 | 180 | 90 | 180 | 93.15 | 186.3 | 93.15 | 186.3 | 93.15 | 186.3
11 | Painting of cross arm & numbering of poles. | Each | 2 | 80.3577 | 160.7153 | 85.3536 | 170.7071 | 80.3577 | 160.7153 | 85.3536 | 170.7071 | 241.073 | 482.1459 | 256.0607 | 512.1214 | 90.3894 | 180.7789 | 90.3894 | 180.7789 | 271.1683 | 542.3366 | 115.4996 | 230.9992 | 115.4996 | 230.9992 | 346.4988 | 692.9977 | 121.5518 | 243.1036 | 121.5518 | 243.1036 | 364.6554 | 729.3107 | 90 | 180 | 90 | 180 | 90 | 180 | 93.15 | 186.3 | 93.15 | 186.3 | 93.15 | 186.3
12 | Fixing of LT switch box & transformer wiring etc. | Job | 1 | 401.7883 | 401.7883 | 426.7678 | 426.7678 | 602.6824 | 602.6824 | 640.1517 | 640.1517 | 602.6824 | 602.6824 | 640.1517 | 640.1517 | 451.9471 | 451.9471 | 677.9207 | 677.9207 | 677.9207 | 677.9207 | 577.498 | 577.498 | 866.2471 | 866.2471 | 866.2471 | 866.2471 | 607.7589 | 607.7589 | 911.6384 | 911.6384 | 911.6384 | 911.6384 | 500 | 500 | 500 | 500 | 500 | 500 | 517.5 | 517.5 | 517.5 | 517.5 | 517.5 | 517.5
13 | Handling and installation of transformer on structure | Job | 1 | 602.6824 | 602.6824 | 640.1517 | 640.1517 | 803.5765 | 803.5765 | 853.5357 | 853.5357 | 1205.3648 | 1205.3648 | 1280.3035 | 1280.3035 | 677.9207 | 677.9207 | 903.8943 | 903.8943 | 1355.8414 | 1355.8414 | 866.2471 | 866.2471 | 1154.9961 | 1154.9961 | 1732.4941 | 1732.4941 | 911.6384 | 911.6384 | 1215.5179 | 1215.5179 | 1823.2768 | 1823.2768 | 750 | 750 | 1000 | 1000 | 1000 | 1000 | 776.25 | 776.25 | 1035 | 1035 | 1035 | 1035
14 | Fixing of D.O fuse complete with base channel | Set | 1 | 200.8941 | 200.8941 | 213.3839 | 213.3839 | 200.8941 | 200.8941 | 213.3839 | 213.3839 | 200.8941 | 200.8941 | 213.3839 | 213.3839 | 225.9736 | 225.9736 | 225.9736 | 225.9736 | 225.9736 | 225.9736 | 288.749 | 288.749 | 288.749 | 288.749 | 288.749 | 288.749 | 303.8795 | 303.8795 | 303.8795 | 303.8795 | 303.8795 | 303.8795 | 250 | 250 | 250 | 250 | 250 | 250 | 258.75 | 258.75 | 258.75 | 258.75 | 258.75 | 258.75
15 | Earthing of S/s including pit digging, laying and connecting wires to supports X-mer etc. | Set | 1 | 703.1294 | 703.1294 | 746.8437 | 746.8437 | 703.1294 | 703.1294 | 746.8437 | 746.8437 | 703.1294 | 703.1294 | 746.8437 | 746.8437 | 790.9075 | 790.9075 | 790.9075 | 790.9075 | 790.9075 | 790.9075 | 1010.6216 | 1010.6216 | 1010.6216 | 1010.6216 | 1010.6216 | 1010.6216 | 1063.5782 | 1063.5782 | 1063.5782 | 1063.5782 | 1063.5782 | 1063.5782 | 1000 | 1000 | 1000 | 1000 | 1000 | 1000 | 1035 | 1035 | 1035 | 1035 | 1035 | 1035
16 | Fixing of 11 kV AB switch | Set | 1 | 0 | 0 | 0 | 0 | 0 | 0 | 0 | 0 | 602.6824 | 602.6824 | 640.1517 | 640.1517 | 0 | 0 | 0 | 0 | 677.9207 | 677.9207 | 0 | 0 | 0 | 0 | 866.2471 | 866.2471 | 0 | 0 | 0 | 0 | 911.6384 | 911.6384 | 2000 | 2000 | 2000 | 2000 | 2000 | 2000 | 2070 | 2070 | 2070 | 2070 | 2070 | 2070
17 | Installation & commissioning of DT Meter | Job | 1 | 662.9506 | 662.9506 | 704.1669 | 704.1669 | 662.9506 | 662.9506 | 704.1669 | 704.1669 | 662.9506 | 662.9506 | 704.1669 | 704.1669 | 745.7128 | 745.7128 | 745.7128 | 745.7128 | 745.7128 | 745.7128 | 952.8718 | 952.8718 | 952.8718 | 952.8718 | 952.8718 | 952.8718 | 1002.8023 | 1002.8023 | 1002.8023 | 1002.8023 | 1002.8023 | 1002.8023 | 700 | 700 | 700 | 700 | 700 | 700 | 724.5 | 724.5 | 724.5 | 724.5 | 724.5 | 724.5
18 | Rail / H Beam Pole erection complete incl. earthing | No. | 2 | 0 | 0 | 0 | 0 | 0 | 0 | 0 | 0 | 803.5765 | 1607.153 | 853.5357 | 1707.0713 | 0 | 0 | 0 | 0 | 903.8943 | 1807.7885 | 0 | 0 | 0 | 0 | 1154.9961 | 2309.9922 | 0 | 0 | 0 | 0 | 1215.5179 | 2431.0358 | 0 | 0 | 0 | 0 | 1400 | 2800 | 0 | 0 | 0 | 0 | 1449 | 2898
| TOTAL |  |  |  | 7965.4522 |  | 8460.6723 |  | 8367.2404 |  | 8887.4401 |  | 10382.4511 |  | 11027.9385 |  | 8959.852 |  | 9411.7991 |  | 11678.5868 |  | 11448.8988 |  | 12026.3969 |  | 14922.8983 |  | 12048.8211 |  | 12656.5801 |  | 15704.8581 |  | 11790 |  | 12040 |  | 15640 |  | 12202.65 |  | 12461.4 |  | 16187.4
1. The rates are proposed for normal soil conditions. In case of soft rock & hard rock, the rates of pit digging will be taken as two times and ten times respectively as compared to the rates applicable for normal soil.
0

## CL-3(A)
LABOUR SCHEDULE CL - 3 (A)
LABOUR CHARGES FOR ADDITIONAL (MID SPAN) POLES FOR 11 kV LINE ON H-BEAM POLE
S. No. | Particulars | Unit | Qty. | 2017-18 |  | 2018-19 (27.77%) |  | 2020-21 |  | 2022-23
|  |  |  | Rate | Amount | Rate | Amount | Rate | Amount | Rate | Amount
1 | Pit digging | No. | 1 | 225.97 | 225.97 | 288.75 | 288.75 | 325 | 325 | 336.375 | 336.375
2 | Transportation of pole from road side to pole pit for a lead of 1 Km. | No. | 1 | 338.96 | 338.96 | 433.12 | 433.12 | 300 | 300 | 310.5 | 310.5
3 | Shifting of materials to pole pits | No. | 1 | 45.19 | 45.19 | 57.75 | 57.75 | 60.93 | 60.93 | 63.0626 | 63.0626
4 | Cross arm fixing complete with top clamp | No. | 1 | 67.79 | 67.79 | 86.62 | 86.62 | 90 | 90 | 93.15 | 93.15
5 | Pole erection complete (including earthing) | No. | 1 | 903.89 | 903.89 | 1155 | 1155 | 1400 | 1400 | 1449 | 1449
6 | Insulator fixing with GI Pin | No. | 3 | 15.82 | 47.46 | 20.21 | 60.63 | 21.33 | 63.99 | 22.0766 | 66.2297
7 | Anti climbing devices and danger board fixing | No. | 1 | 56.49 | 56.49 | 72.19 | 72.19 | 90 | 90 | 93.15 | 93.15
8 | Painting of Hardware and numbering of poles including steel pole. | No. | 1 | 271.17 | 271.17 | 346.5 | 346.5 | 400 | 400 | 414 | 414
| TOTAL |  |  |  | 1956.92 |  | 2500.56 |  | 2729.92 |  | 2825.4672

## CL-3 (B)
LABOUR SCHEDULE CL-3 (B)
LABOUR CHARGES FOR PER KM. OF 11 kV LINE ON H-BEAM (11 MTR. ) & 200 kG PCC POLE 9 MTR. WITH AB CABLE
S. No. | Particulars | Unit | Qty. | With H-Beam |  | With H-Beam | [9 empty] | With 200 kG 9 Mtr long PCC Pole | [7 empty] | With H-Beam |  | With 200 kG 9 Mtr long PCC Pole |  | With H-Beam |  | With 200 kG 9 Mtr long PCC Pole
|  |  |  | 2015-2016 |  | 2016-2017 |  | 2015-2016 |  | 2017-2018 |  | Year 2018-19 |  | Year 2019-20 | [9 empty] | 2020-21 |  |  |  | 2022-23
|  |  |  | Rate | Amount | Rate | Amount | Rate | Amount | Rate | Amount | Rate | Amount | Rate | Amount | Rate | Amount | Rate | Amount | Rate | Amount | Rate | Amount | Rate | Amount | Rate | Amount | Rate | Amount | Rate | Amount
1 | Survey | Km. | 1 | 3013.4119 | 3013.4119 | 3200.7587 | 3200.7587 | 3013.4119 | 3013.4119 | 3389.6035 | 3389.6035 | 4331.2354 | 4331.2354 | 4558.1921 | 4558.1921 | 3200.7587 | 3200.7587 | 3389.6035 | 3389.6035 | 4331.2354 | 4331.2354 | 4558.1921 | 4558.1921 | 2500 | 2500 | 2500 | 2500 | 2587.5 | 2587.5 | 2587.5 | 2587.5
2 | Tree cutting | Km. | 1
3 | Approach Clearance | Km. | 1
4 | Pit digging | No. | 29 | 241.073 | 6991.1156 | 256.0607 | 7425.7603 | 241.07 | 6991.03 | 271.1683 | 7863.8801 | 346.4988 | 10048.4661 | 364.6554 | 10575.0057 | 256.0576 | 7425.6693 | 271.165 | 7863.7838 | 346.4946 | 10048.343 | 364.6509 | 10574.8761 | 400 | 11600 | 400 | 11600 | 414 | 12006 | 414 | 12006
5 | Stay Pit digging | No. | 12 | 200.8941 | 2410.7295 | 213.3839 | 2560.607 | 200.8941 | 2410.7295 | 225.9736 | 2711.6828 | 288.749 | 3464.9883 | 303.8795 | 3646.5537 | 213.3839 | 2560.607 | 225.9736 | 2711.6828 | 288.749 | 3464.9883 | 303.8795 | 3646.5537 | 290 | 3480 | 290 | 3480 | 300.15 | 3601.8 | 300.15 | 3601.8
6 | Transportation of pole from road side to pole pit for a lead of 1 Km. | No. | 29 | 301.3412 | 8738.8946 | 320.0759 | 9282.2004 | 251.12 | 7282.48 | 338.9604 | 9829.8502 | 433.1235 | 12560.5826 | 455.8192 | 13218.7571 | 266.7324 | 7735.2391 | 282.4696 | 8191.6182 | 360.9396 | 10467.2497 | 379.8529 | 11015.7336 | 480 | 13920 | 480 | 13920 | 496.8 | 14407.2 | 496.8 | 14407.2
7 | Shifting of materials to pole pits | No. | 29 | 40.1788 | 1165.1859 | 42.6768 | 1237.6267 | 40.1788 | 1165.1859 | 45.1947 | 1310.6467 | 57.7498 | 1674.7443 | 60.7759 | 1762.5009 | 42.6768 | 1237.6267 | 45.1947 | 1310.6467 | 57.7498 | 1674.7443 | 60.7759 | 1762.5009 | 64.78 | 1878.62 | 60.78 | 1762.62 | 67.0473 | 1944.3717 | 62.9073 | 1824.3117
8 | Cross arm fixing complete with top clamp | No. | 37 | 60.2682 | 2229.9248 | 64.0152 | 2368.5615 | 60.2682 | 2229.9248 | 67.7921 | 2508.3066 | 86.6247 | 3205.1142 | 91.1638 | 3373.0622 | 64.0152 | 2368.5615 | 67.7921 | 2508.3066 | 86.6247 | 3205.1142 | 91.1638 | 3373.0622 | 90 | 3330 | 90 | 3330 | 93.15 | 3446.55 | 93.15 | 3446.55
9 | Pole erection complete (including earthing) | No. | 29 | 803.5765 | 23303.7188 | 853.5357 | 24752.5343 | 675.62 | 19592.98 | 903.8943 | 26212.9338 | 1154.9961 | 33494.8868 | 1215.5179 | 35250.0189 | 717.624 | 20811.0952 | 759.9638 | 22038.9498 | 971.0817 | 28161.37 | 1021.9664 | 29637.0258 | 1400 | 40600 | 1315.52 | 38150.08 | 1449 | 42021 | 1361.5632 | 39485.3328
10 | Concreting of stay and poles | Cft. | 625 | 567.4857 | 10044.7064 | 17.0707 | 10669.1958 | 567.4857 | 354678.5823 | 18.0779 | 11298.6784 | 23.0999 | 14437.4512 | 24.3104 | 15193.9737 | 17.0707 | 10669.1958 | 18.0779 | 11298.6784 | 23.0999 | 14437.4512 | 24.3104 | 15193.9737 | 0 | 0 | 0 | 0 | 0 | 0 | 0 | 0
11 | Stay erection complete | No. | 12 | 140.6259 | 1687.5107 | 149.3687 | 1792.4249 | 140.6259 | 1687.5107 | 158.1815 | 1898.178 | 202.1243 | 2425.4918 | 212.7156 | 2552.5876 | 149.3687 | 1792.4249 | 158.1815 | 1898.178 | 202.1243 | 2425.4918 | 212.7156 | 2552.5876 | 200 | 2400 | 200 | 2400 | 207 | 2484 | 207 | 2484
12 | Anti climbing devices and danger board fixing | No. | 29 | 50.2235 | 1456.4824 | 53.346 | 1547.0334 | 50.2235 | 1456.4824 | 56.4934 | 1638.3084 | 72.1873 | 2093.4304 | 75.9699 | 2203.1262 | 53.346 | 1547.0334 | 56.4934 | 1638.3084 | 72.1873 | 2093.4304 | 75.9699 | 2203.1262 | 90 | 2610 | 75.97 | 2203.13 | 93.15 | 2701.35 | 78.629 | 2280.2395
13 | Painting of Hardware and numbering of poles including steel pole. | No. | 29 | 241.073 | 6991.1156 | 256.0607 | 7425.7603 | 15 | 435 | 271.1683 | 7863.8801 | 346.4988 | 10048.4661 | 364.6554 | 10575.0057 | 15.9326 | 462.0444 | 16.8726 | 489.305 | 21.5598 | 625.2339 | 22.6895 | 657.9962 | 400 | 11600 | 100 | 2900 | 414 | 12006 | 103.5 | 3001.5
14 | Stringing of AB Cable 3x35+35/3x70+70 | Km. | 1.06 | 6629.5062 | 7027.2766 | 7041.6692 | 7464.1694 | 6629.5062 | 7027.2766 | 7457.1277 | 7904.5554 | 9528.7178 | 10100.4409 | 10028.0226 | 10629.704 | 7041.6692 | 7464.1694 | 7457.1277 | 7904.5554 | 9528.7178 | 10100.4409 | 10028.0226 | 10629.704 | 7000 | 7420 | 7000 | 7420 | 7245 | 7679.7 | 7245 | 7679.7
15 | Formation of Cable termination Kit | Set. | 9 | 2567.4349 | 23106.914 | 2727.0549 | 24543.494 | 2567.4349 | 23106.914 | 2887.9511 | 25991.5601 | 3690.2239 | 33212.0155 | 3883.5917 | 34952.3251 | 2727.0549 | 24543.494 | 2887.9511 | 25991.5601 | 3690.2239 | 33212.0155 | 3883.5917 | 34952.3251 | 3583 | 32247 | 3583 | 32247 | 3708.405 | 33375.645 | 3708.405 | 33375.645
16 | Formation of Cable straight through joint | Set. | 6 | 3035.5129 | 18213.0774 | 3224.2338 | 19345.4027 | 3035.5129 | 18213.0774 | 3414.4636 | 20486.7814 | 4363.0016 | 26178.0093 | 4591.6228 | 27549.737 | 3224.2338 | 19345.4027 | 3414.4636 | 20486.7814 | 4363.0016 | 26178.0093 | 4591.6228 | 27549.737 | 3991 | 23946 | 3991 | 23946 | 4130.685 | 24784.11 | 4130.685 | 24784.11
| TOTAL |  |  |  | 116380.0643 |  | 123615.5293 |  | 449290.5856 |  | 130908.8456 |  | 167275.3228 |  | 176040.5498 |  | 111163.322 |  | 117721.958 |  | 150425.1179 |  | 158307.3941 |  | 157531.62 |  | 145858.83 |  | 163045.2267 |  | 150963.889
1. The rates are proposed for normal soil conditions. In case of soft rock & hard rock, the rates of pit digging will be taken as two times and ten times respectively as compared to the rates applicable for normal soil.

## CL-3(C)
LABOUR SCHEDULE CL-3 (C)
LABOUR SCHEDULE FOR AUGMENTATION OF 11 kV LINE FROM WEASEL TO RACCOON CONDUCTOR
S. No. | Particulars | Unit | Qty. | 2017-18 |  | 2018-19 (27.77%) |  | 2020-21 |  | 2022-23
|  |  |  | Rate | Amount | Rate | Amount | Rate | Amount | Rate | Amount
1 | Stay Pit digging | No. | 2 | 225.97 | - | 288.75 | - | 290 | 580 | 300.15 | 600.3
2 | Stay erection complete | No. | 2 | 158.18 | - | 202.12 | - | 200 | 400 | 207 | 414
3 | Shifting of material form Road side to work site | No. | 12 | 45.19 | - | 57.75 | - | 60.93 | 731.16 | 63.0626 | 756.7506
4 | Guarding | No. | 1 | 1129.87 | - | 1443.75 | - | 1523.35 | 1523.35 | 1576.6672 | 1576.6672
5 | Stringing of line for Raccoon conductor | Km. | 1 | 8812.97 | 8812.97 | 11261.25 | 11261.25 | 13000 | 13000 | 13455 | 13455
| TOTAL |  |  |  | 8812.97 |  | 11261.25 |  | 16234.51 |  | 16802.7179
| Dismantling of Line | Km. | 1 | 4406.48 | 4406.48 | 5630.63 | 5630.3 | 6500 | 6500 | 6727.5 | 6727.5
| G. TOTAL | [7 empty] | 22734.51 |  | 23530.2179

## CL-3(D)
LABOUR SCHEDULE CL - 3 (D)
LABOUR SCHEDULE FOR AUGMENTATION OF 1 kM OF 11 kV LINE FROM WEASEL TO RABBIT CONDUCTOR
S. No. | Particulars | Unit | Qty. | 2017-18 |  | 2018-19 (27.77%) |  | 2020-21 |  | 2022-23
|  |  |  | Rate | Amount | Rate | Amount | Rate | Amount | Rate | Amount
1 | Stay Pit digging | No. | 2 | 225.97 | - | 288.75 | - | 290 | 580 | 300.15 | 600.3
2 | Stay erection complete | No. | 2 | 158.18 | - | 202.12 | - | 200 | 400 | 207 | 414
3 | Shifting of materials to pits | No. | 12 | 45.19 | - | 57.75 | - | 60.93 | 731.16 | 63.0626 | 756.7506
4 | Guarding | No. | 1 | 1129.87 | - | 1443.75 | - | 1523.35 | 1523.35 | 1576.6672 | 1576.6672
5 | Stringing of line for Rabbit conductor | Km. | 1 | 8156.2 | 8156.2 | 10421.74 | 10421.74 | 10000 | 10000 | 10350 | 10350
| TOTAL |  |  |  | 8156.2 |  | 10421.74 |  | 13234.51 |  | 13697.7179
| Dismantling of Line | Km. | 1 | 4078.10 | 4078.10 | 5210.87 | 5210.87 | 6500 | 6500 | 6727.5 | 6727.5
| G. TOTAL | [7 empty] | 19734.51 |  | 20425.2179

## CL-3(E)
LABOUR SCHEDULE CL - 3 (E)
LABOUR SCHEDULE FOR 11 kV OVERHEAD XLPE CABLE LINE ON H-BEAM POLE WITH AVERAGE SPAN 30 MTRS.
S. No. | Particulars | Unit | Qty. | 2017-18 |  | 2018-19 (27.77%) |  | 2020-21 |  | 2022-23
|  |  |  | Rate | Amount | Rate | Amount | Rate | Amount | Rate | Amount
1 | Survey | Km. | 1 | 3389.6 | 3389.6 | 4331.24 | 4331.24 | 2500 | 2500 | 2587.5 | 2587.5
2 | Tree cutting | Km. | 1
3 | Approach Clearance | Km. | 1
4 | Pit digging | No. | 33 | 271.17 | 8948.61 | 346.5 | 11434.5 | 325 | 10725 | 336.375 | 11100.375
5 | Stay Pit digging | No. | 12 | 225.97 | 2711.64 | 288.75 | 3465 | 290 | 3480 | 300.15 | 3601.8
6 | Transportation of pole | No. | 33 | 338.96 | 11185.68 | 433.12 | 14292.96 | 500 | 16500 | 517.5 | 17077.5
7 | Shifting of materials | No. | 33 | 45.19 | 1491.27 | 57.75 | 1905.75 | 60.78 | 2005.74 | 62.9073 | 2075.9409
8 | Cross arm fixing complete | No. | 33 | 67.79 | 2217.27 | 86.62 | 2858.46 | 90 | 2970 | 93.15 | 3073.95
9 | Pole erection complete | No. | 33 | 903.89 | 29828.37 | 1155 | 38115 | 1400 | 46200 | 1449 | 47817
10 | Stay erection complete | No. | 12 | 158.18 | 1898.16 | 202.12 | 2425.44 | 200 | 2400 | 207 | 2484
11 | Anti climbing devices and danger board fixing. | No. | 33 | 56.49 | 1864.17 | 72.19 | 2382.27 | 90 | 2970 | 93.15 | 3073.95
12 | Painting of Hardware and numbering of Pole including steel Pole | No. | 33 | 271.17 | 8948.61 | 346.5 | 11434.5 | 400 | 13200 | 414 | 13662
13 | Stringing of Cable | Km. | 1.06 | 22371.39 | 23713.67 | 28586.16 | 30301.3296 | 15000 | 15900 | 15525 | 16456.5
14 | Formation of Cable Termination Kit | Set. | 42 | 2887.95 | 121293.9 | 3690.22 | 154989.24 | 2583 | 108486 | 2673.405 | 112283.01
15 | Formation of Cable Strainght through Joint | Set. | 4 | 3416.46 | 13665.84 | 4363 | 17452 | 2991 | 11964 | 3095.685 | 12382.74
| TOTAL |  |  |  | 231156.79 |  | 295387.6896 |  | 239300.74 |  | 247676.2659

## CL-4
LABOUR SCHEDULE CL - 4
LABOUR CHARGES FOR PER KM. OF 11 kV LINE ON 11 MTR. LONG H-BEAM / 365 Kg PCC POLE
S. No. | Particulars | Unit | Qty. | Using H-Beam |  | Using H-Beam | [9 empty] | Using 365 Kg 11 Mtr long PCC Pole | [7 empty] | With H-Beam |  | Using 365 Kg 11 Mtr long PCC Pole |  | With H-Beam |  | Using 365 Kg 11 Mtr long PCC Pole
|  |  |  | 2015-2016 (Weasel) |  | 2016-2017 (Weasel) |  | 2015-2016 (Weasel) |  | 2017-2018 (Weasel) |  | Year 2018-19 |  | Year 2019-20 | [9 empty] | 2020-21 |  |  |  | 2022-23
|  |  |  | Rate | Amount | Rate | Amount | Rate | Amount | Rate | Amount | Rate | Amount | Rate | Amount | Rate | Amount | Rate | Amount | Rate | Amount | Rate | Amount | Rate | Amount | Rate | Amount | Rate | Amount | Rate | Amount
1 | Survey | Km. | 1 | 3013.4119 | 3013.4119 | 3200.7587 | 3200.7587 | 3013.4119 | 3013.4119 | 3389.6035 | 3389.6035 | 4331.2354 | 4331.2354 | 4558.1921 | 4558.1921 | 3200.7587 | 3200.7587 | 3389.6035 | 3389.6035 | 4331.2354 | 4331.2354 | 4558.1921 | 4558.1921 | 2500 | 2500 | 2500 | 2500 | 2587.5 | 2587.5 | 2587.5 | 2587.5
2 | Tree cutting | Km. | 1
3 | Approach Clearance | Km. | 1
4 | Pit digging | No. | 12 | 241.073 | 2892.8754 | 256.0607 | 3072.7284 | 265 | 3180 | 271.1683 | 3254.0194 | 346.4988 | 4157.986 | 364.6554 | 4375.8644 | 281.4753 | 3377.7038 | 298.0824 | 3576.9883 | 380.8896 | 4570.6757 | 400.8483 | 4810.1791 | 325 | 3900 | 325 | 3900 | 336.375 | 4036.5 | 336.375 | 4036.5
5 | Stay Pit digging | No. | 4 | 200.8941 | 803.5765 | 213.3839 | 853.5357 | 200.89 | 803.56 | 225.9736 | 903.8943 | 288.749 | 1154.9961 | 303.8795 | 1215.5179 | 213.3795 | 853.5181 | 225.9689 | 903.8757 | 288.7431 | 1154.9724 | 303.8732 | 1215.4929 | 290 | 1160 | 290 | 1160 | 300.15 | 1200.6 | 300.15 | 1200.6
6 | Transportation of pole from road side to pole pit for a lead of 1 Km. | No. | 12 | 301.3412 | 3616.0943 | 320.0759 | 3840.9105 | 361 | 4332 | 338.9604 | 4067.5242 | 433.1235 | 5197.4824 | 455.8192 | 5469.8305 | 383.4437 | 4601.3248 | 406.0669 | 4872.8029 | 518.8723 | 6226.4676 | 546.0612 | 6552.7345 | 480 | 5760 | 600 | 7200 | 496.8 | 5961.6 | 621 | 7452
7 | Shifting of materials to pole pits | No. | 12 | 40.1788 | 482.1459 | 42.6768 | 512.1214 | 40.18 | 482.16 | 45.1947 | 542.3366 | 57.7498 | 692.9977 | 60.7759 | 729.3107 | 42.678 | 512.1364 | 45.196 | 542.3524 | 57.7515 | 693.0179 | 60.7777 | 729.3321 | 60.78 | 729.36 | 60.78 | 729.36 | 62.9073 | 754.8876 | 62.9073 | 754.8876
8 | Cross arm fixing complete with top clamp | No. | 12 | 60.2682 | 723.2189 | 64.0152 | 768.1821 | 60.27 | 723.24 | 67.7921 | 813.5048 | 86.6247 | 1039.4965 | 91.1638 | 1093.9661 | 64.017 | 768.2046 | 67.7941 | 813.5286 | 86.6272 | 1039.5269 | 91.1665 | 1093.9981 | 90 | 1080 | 90 | 1080 | 93.15 | 1117.8 | 93.15 | 1117.8
9 | Pole erection complete (including earthing) | No. | 12 | 803.5765 | 9642.9181 | 853.5357 | 10242.428 | 984 | 11808 | 903.8943 | 10846.7312 | 1154.9961 | 13859.9532 | 1215.5179 | 14586.2147 | 1045.1763 | 12542.1152 | 1106.8417 | 13282.1 | 1414.3223 | 16971.8673 | 1488.4328 | 17861.1932 | 1400 | 16800 | 1600 | 19200 | 1449 | 17388 | 1656 | 19872
10 | Concreting of stay and poles | Cft. | 270 | 16.0715 | 4339.3132 | 17.0707 | 4609.0926 | 16.07 | 4338.9 | 18.0779 | 4881.0291 | 23.0999 | 6236.9789 | 24.3104 | 6563.7966 | 17.0691 | 4608.6538 | 18.0762 | 4880.5643 | 23.0977 | 6236.3851 | 24.308 | 6563.1717 | 0 | 0 | 0 | 0 | 0 | 0 | 0 | 0
11 | Stay erection complete | No. | 4 | 140.6259 | 562.5036 | 149.3687 | 597.475 | 140.63 | 562.52 | 158.1815 | 632.726 | 202.1243 | 808.4973 | 212.7156 | 850.8625 | 149.3731 | 597.4924 | 158.1861 | 632.7445 | 202.1302 | 808.5209 | 212.7218 | 850.8874 | 200 | 800 | 200 | 800 | 207 | 828 | 207 | 828
12 | Insulator fixing with GI Pin | No. | 36 | 14.0626 | 506.2532 | 14.9369 | 537.7275 | 14.06 | 506.16 | 15.8181 | 569.4534 | 20.2124 | 727.6475 | 21.2716 | 765.7763 | 14.9341 | 537.6285 | 15.8152 | 569.3486 | 20.2087 | 727.5136 | 21.2676 | 765.6353 | 21.27 | 765.72 | 21.27 | 765.72 | 22.0145 | 792.5202 | 22.0145 | 792.5202
13 | Anti climbing devices and danger board fixing | No. | 12 | 50.2235 | 602.6824 | 53.346 | 640.1517 | 50.22 | 602.64 | 56.4934 | 677.9207 | 72.1873 | 866.2471 | 75.9699 | 911.6384 | 53.3422 | 640.1067 | 56.4894 | 677.873 | 72.1822 | 866.1862 | 75.9645 | 911.5743 | 75.97 | 911.64 | 75.97 | 911.64 | 78.629 | 943.5474 | 78.629 | 943.5474
14 | Painting of Hardware and numbering of poles including steel pole. | No. | 12 | 241.073 | 2892.8754 | 256.0607 | 3072.7284 | 60.27 | 723.24 | 271.1683 | 3254.0194 | 346.4988 | 4157.986 | 364.6554 | 4375.8644 | 64.017 | 768.2046 | 67.7941 | 813.5286 | 86.6272 | 1039.5269 | 91.1665 | 1093.9981 | 400 | 4800 | 100 | 1200 | 414 | 4968 | 103.5 | 1242
15 | Stringing of line (Weasel) all three conductor | Km. | 1 | 6629.5062 | 6629.5062 | 7041.6692 | 7041.6692 | 6629.5062 | 6629.5062 | 7457.1277 | 7457.1277 | 9528.7178 | 9528.7178 | 10028.0226 | 10028.0226 | 7041.6692 | 7041.6692 | 7457.1277 | 7457.1277 | 9528.7178 | 9528.7178 | 10028.0226 | 10028.0226 | 9000 | 9000 | 9000 | 9000 | 9315 | 9315 | 9315 | 9315
16 | Carpet guarding | Span | 1 | 1004.4706 | 1004.4706 | 1066.9196 | 1066.9196 | 1004.47 | 1004.47 | 1129.8678 | 1129.8678 | 1443.7451 | 1443.7451 | 1519.3974 | 1519.3974 | 1066.9189 | 1066.9189 | 1129.8671 | 1129.8671 | 1443.7442 | 1443.7442 | 1519.3964 | 1519.3964 | 1519.4 | 1519.4 | 1519.4 | 1519.4 | 1572.579 | 1572.579 | 1572.579 | 1572.579
17 | Twisting of jointing sleeves | No. | 3 | 44.1967 | 132.5901 | 46.9445 | 140.8334 | 60.27 | 180.81 | 49.7142 | 149.1426 | 63.5248 | 190.5744 | 66.8535 | 200.5605 | 64.017 | 192.0511 | 67.7941 | 203.3822 | 86.6272 | 259.8817 | 91.1665 | 273.4995 | 66.85 | 200.55 | 66.85 | 200.55 | 69.1898 | 207.5693 | 69.1898 | 207.5693
| TOTAL |  |  |  | 37844.4358 |  | 40197.2622 |  | 38890.6181 |  | 42568.9006 |  | 54394.5412 |  | 57244.8152 |  | 41308.4867 |  | 43745.6875 |  | 55898.2394 |  | 58827.3072 |  | 49926.67 |  | 50166.67 |  | 51674.1035 |  | 51922.5034
| Stringing of line (Rabbit) all three conductor | Km. | 1 | 7232.1886 | 38447.1181 | 7681.821 | 40837.4139 | 7232.1886 | 39493.3005 | 8135.0484 | 43246.8213 | 10394.9649 | 55260.7883 | 10939.661 | 58156.4536 | 7681.821 | 41948.6385 | 8135.0484 | 44423.6082 | 10394.9649 | 56764.4865 | 10939.661 | 59738.9456 | 10000 | 50926.67 | 10000 | 51166.67 | 10350 | 62024.1 | 10350 | 62272.5
| Stringing of line (Raccoon) all three conductor | Km. | 1 | 7834.871 | 39049.8005 | 8321.9727 | 41477.5657 | 7834.871 | 40095.9829 | 8812.9691 | 43924.742 | 11261.212 | 56127.0354 | 11851.2995 | 59068.092 | 8321.9727 | 42588.7902 | 8812.9691 | 45101.5289 | 11261.212 | 57630.7336 | 11851.2995 | 60650.584 | 13000 | 53926.67 | 13000 | 54166.67 | 13455 | 65129.1 | 13455 | 65377.5
| Stringing of line (Dog) all three conductor | Km. | 1 | 9040.24 | 40255.1695 | 9602.2808 | 42757.8737 | 9040.24 | 41301.3519 | 10168.8153 | 45280.5882 | 12993.7122 | 57859.5357 | 13674.5827 | 60891.3753 | 9602.2808 | 43869.0983 | 10168.8153 | 46457.3751 | 12993.7122 | 59363.2339 | 13674.5827 | 62473.8673 | 15000 | 55926.67 | 15000 | 56166.67 | 15525 | 67199.1 | 15525 | 67447.5
1. The rates are proposed for normal soil conditions. In case of soft rock & hard rock, the rates of pit digging will be taken as two times and ten times respectively as compared to the rates applicable for normal soil.

## CL-5
LABOUR SCHEDULE CL-5
LABOUR CHARGES PER KM. OF 11 kV D.P. STRUCTURE ON 11 MTR LONG H-BEAM / 365 KG PCC POLE
S. No. | Particulars | Unit | Qty. | Using H-Beam |  | Using H-Beam | [9 empty] | Using 365 Kg 11 Mtr long PCC Pole | [7 empty] | Using H-Beam |  | Using 365 Kg 11 Mtr long PCC Pole |  | Using H-Beam |  | Using 365 Kg 11 Mtr long PCC Pole
|  |  |  | 2015-2016 |  | 2016-2017 |  | 2015-2016 (Weasel) |  | 2017-2018 |  | Year 2018-19 |  | Year 2019-20 | [9 empty] | 2020-21 |  |  |  | 2022-23
|  |  |  | Rate | Amount | Rate | Amount | Rate | Amount | Rate | Amount | Rate | Amount | Rate | Amount | Rate | Amount | Rate | Amount | Rate | Amount | Rate | Amount | Rate | Amount | Rate | Amount | Rate | Amount | Rate | Amount
1 | Pit digging | No. | 2 | 241.073 | 482.1459 | 256.0607 | 512.1214 | 265 | 530 | 271.1683 | 542.3366 | 346.4988 | 692.9977 | 364.6554 | 729.3107 | 281.4753 | 562.9506 | 298.0824 | 596.1647 | 380.8896 | 761.7793 | 400.8483 | 801.6965 | 400 | 800 | 400 | 800 | 414 | 828 | 414 | 828
2 | Stay Pit digging | No. | 6 | 200.8941 | 1205.3648 | 213.3839 | 1280.3035 | 200.89 | 1205.34 | 225.9736 | 1355.8414 | 288.749 | 1732.4941 | 303.8795 | 1823.2768 | 213.3795 | 1280.2772 | 225.9689 | 1355.8135 | 288.7431 | 1732.4586 | 303.8732 | 1823.2394 | 290 | 1740 | 290 | 1740 | 300.15 | 1800.9 | 300.15 | 1800.9
3 | Shifting of materials to pole pit | Set | 1 | 140.6259 | 140.6259 | 149.3687 | 149.3687 | 140.63 | 140.63 | 158.1815 | 158.1815 | 202.1243 | 202.1243 | 212.7156 | 212.7156 | 149.3731 | 149.3731 | 158.1861 | 158.1861 | 202.1302 | 202.1302 | 212.7218 | 212.7218 | 130 | 130 | 130 | 130 | 134.55 | 134.55 | 134.55 | 134.55
4 | Transportation of pole from road side to pole pit for a lead of 1 Km. | No. | 2 | 301.3412 | 602.6824 | 320.0759 | 640.1517 | 361 | 722 | 338.9604 | 677.9207 | 433.1235 | 866.2471 | 455.8192 | 911.6384 | 383.4437 | 766.8875 | 406.0669 | 812.1338 | 518.8723 | 1037.7446 | 546.0612 | 1092.1224 | 480 | 960 | 600 | 1200 | 496.8 | 993.6 | 621 | 1242
5 | DC Cross arm fixing complete including insulator etc. | No. | 1 | 301.3412 | 301.3412 | 320.0759 | 320.0759 | 301.34 | 301.34 | 338.9604 | 338.9604 | 433.1235 | 433.1235 | 455.8192 | 455.8192 | 320.0746 | 320.0746 | 338.959 | 338.959 | 433.1218 | 433.1218 | 455.8174 | 455.8174 | 250 | 250 | 250 | 250 | 258.75 | 258.75 | 258.75 | 258.75
6 | Pole erection complete (including earthing) | No. | 2 | 803.5765 | 1607.153 | 853.5357 | 1707.0713 | 984 | 1968 | 903.8943 | 1807.7885 | 1154.9961 | 2309.9922 | 1215.5179 | 2431.0358 | 1045.1763 | 2090.3525 | 1106.8417 | 2213.6833 | 1414.3223 | 2828.6446 | 1488.4328 | 2976.8655 | 1400 | 2800 | 1600 | 3200 | 1449 | 2898 | 1656 | 3312
7 | Concreting of stay and poles | Cft. | 76 | 16.0715 | 1221.4363 | 17.0707 | 1297.3742 | 16.07 | 1221.32 | 18.0779 | 1373.9193 | 23.0999 | 1755.5941 | 24.3104 | 1847.5872 | 17.0691 | 1297.2507 | 18.0762 | 1373.7885 | 23.0977 | 1755.4269 | 24.308 | 1847.4113 | 0 | 0 | 0 | 0 | 0 | 0 | 0 | 0
8 | Stay erection complete | No. | 6 | 140.6259 | 843.7553 | 149.3687 | 896.2124 | 140.63 | 843.78 | 158.1815 | 949.089 | 202.1243 | 1212.7459 | 212.7156 | 1276.2938 | 149.3731 | 896.2386 | 158.1861 | 949.1167 | 202.1302 | 1212.7814 | 212.7218 | 1276.3311 | 200 | 1200 | 200 | 1200 | 207 | 1242 | 207 | 1242
9 | Anticlimbing devices and danger board fixing | Set | 2 | 50.2235 | 100.4471 | 53.346 | 106.692 | 50.22 | 100.44 | 56.4934 | 112.9868 | 72.1873 | 144.3745 | 75.9699 | 151.9397 | 53.3422 | 106.6845 | 56.4894 | 112.9788 | 72.1822 | 144.3644 | 75.9645 | 151.9291 | 75.97 | 151.94 | 75.97 | 151.94 | 78.629 | 157.2579 | 78.629 | 157.2579
10 | Painting of cross arm, pole and numbering of poles etc. | No. | 2 | 241.073 | 482.1459 | 256.0607 | 512.1214 | 60.27 | 120.54 | 271.1683 | 542.3366 | 346.4988 | 692.9977 | 364.6554 | 729.3107 | 64.017 | 128.0341 | 67.7941 | 135.5881 | 86.6272 | 173.2545 | 91.1665 | 182.333 | 400 | 800 | 100 | 200 | 414 | 828 | 103.5 | 207
| TOTAL |  |  |  | 6987.0978 |  | 7421.4926 |  | 7153.39 |  | 7859.3607 |  | 10042.6911 |  | 10568.9281 |  | 7598.1234 |  | 8046.4127 |  | 10281.7061 |  | 10820.4675 |  | 8831.94 |  | 8871.94 |  | 9141.0579 |  | 9182.4579
1. The rates are proposed for normal soil conditions. In case of soft rock & hard rock, the rates of pit digging will be taken as two times and ten times respectively as compared to the rates applicable for normal soil.

## CL-6
LABOUR SCHEDULE CL-6
LABOUR CHARGES FOR PER KM. OF 11 kV LINE ON R.S. JOIST (11 MTR.)
S. No. | Particulars | Unit | Qty. | 2015-2016 |  | 2016-2017 |  | 2017-2018 |  | Year 2018-19 |  | Year 2019-20 |  | 2020-21 |  | 2022-23
|  |  |  | Rate | Amount | Rate | Amount | Rate | Amount | Rate | Amount | Rate | Amount | Rate | Amount | Rate | Amount
1 | Survey | Km. | 1 | 3013.4119 | 3013.4119 | 3200.7587 | 3200.7587 | 3389.6035 | 3389.6035 | 4331.2354 | 4331.2354 | 4558.1921 | 4558.1921 | 2500 | 2500 | 2587.5 | 2587.5
2 | Tree cutting | Km. | 1
3 | Approach Clearance | Km. | 1
4 | Pit digging | No. | 12 | 241.073 | 2892.8754 | 256.0607 | 3072.7284 | 271.1683 | 3254.0194 | 346.4988 | 4157.986 | 364.6554 | 4375.8644 | 400 | 4800 | 414 | 4968
5 | Stay Pit digging | No. | 4 | 200.8941 | 803.5765 | 213.3839 | 853.5357 | 225.9736 | 903.8943 | 288.749 | 1154.9961 | 303.8795 | 1215.5179 | 290 | 1160 | 300.15 | 1200.6
6 | Transportation of pole from road side to pole pit for a lead of 1 Km. | No. | 12 | 301.3412 | 3616.0943 | 320.0759 | 3840.9105 | 338.9604 | 4067.5242 | 433.1235 | 5197.4824 | 455.8192 | 5469.8305 | 400 | 4800 | 414 | 4968
7 | Shifting of materials to pole pits | No. | 12 | 40.1788 | 482.1459 | 42.6768 | 512.1214 | 45.1947 | 542.3366 | 57.7498 | 692.9977 | 60.7759 | 729.3107 | 60.78 | 729.36 | 62.9073 | 754.8876
8 | Cross arm fixing complete with top clamp | No. | 12 | 60.2682 | 723.2189 | 64.0152 | 768.1821 | 67.7921 | 813.5048 | 86.6247 | 1039.4965 | 91.1638 | 1093.9661 | 90 | 1080 | 93.15 | 1117.8
9 | Pole erection complete with earthing | No. | 12 | 803.5765 | 9642.9181 | 853.5357 | 10242.428 | 903.8943 | 10846.7312 | 1154.9961 | 13859.9532 | 1215.5179 | 14586.2147 | 1315.52 | 15786.24 | 1361.5632 | 16338.7584
10 | Concreting of stay and poles | Cft. | 270 | 16.0715 | 4339.3132 | 17.0707 | 4609.0926 | 18.0779 | 4881.0291 | 23.0999 | 6236.9789 | 24.3104 | 6563.7966 | 0 | 0 | 0 | 0
11 | Stay erection complete. | No. | 4 | 140.6259 | 562.5036 | 149.3687 | 597.475 | 158.1815 | 632.726 | 202.1243 | 808.4973 | 212.7156 | 850.8625 | 200 | 800 | 207 | 828
12 | Insulator fixing with GI Pin. | No. | 36 | 14.0626 | 506.2532 | 14.9369 | 537.7275 | 15.8181 | 569.4534 | 20.2124 | 727.6475 | 21.2716 | 765.7763 | 21.27 | 765.72 | 22.0145 | 792.5202
13 | Anti climbing devices and danger board fixing | No. | 12 | 50.2235 | 602.6824 | 53.346 | 640.1517 | 56.4934 | 677.9207 | 72.1873 | 866.2471 | 75.9699 | 911.6384 | 75.97 | 911.64 | 78.629 | 943.5474
14 | Painting of Hardware and numbering of poles including steel pole. | No. | 12 | 241.073 | 2892.8754 | 256.0607 | 3072.7284 | 271.1683 | 3254.0194 | 346.4988 | 4157.986 | 364.6554 | 4375.8644 | 400 | 4800 | 414 | 4968
15 | Stringing of line (Weasel) all three conductor. | Km. | 1 | 6629.5062 | 6629.5062 | 7041.6692 | 7041.6692 | 7457.1277 | 7457.1277 | 9528.7178 | 9528.7178 | 10028.0226 | 10028.0226 | 9000 | 9000 | 9315 | 9315
16 | Carpet guarding. | Span | 1 | 1004.4706 | 1004.4706 | 1066.9196 | 1066.9196 | 1129.8678 | 1129.8678 | 1443.7451 | 1443.7451 | 1519.3974 | 1519.3974 | 1519.4 | 1519.4 | 1572.579 | 1572.579
17 | Twisting of jointing sleeves. | No. | 3 | 44.1967 | 132.5901 | 46.9445 | 140.8334 | 49.7142 | 149.1426 | 63.5248 | 190.5744 | 66.8535 | 200.5605 | 66.85 | 200.55 | 69.1898 | 207.5693
| TOTAL |  |  |  | 37844.4358 |  | 40197.2622 |  | 42568.9006 |  | 54394.5412 |  | 57244.8152 |  | 48852.91 |  | 50562.7619
| Stringing of line (Rabbit) all three conductor. | Km. | 1 | 7232.1842 | 38447.1148 | 7681.8163 | 40837.4104 | 8135.0435 | 43246.8176 | 10394.9586 | 55260.7835 | 10939.6544 | 58156.4486 | 10000 | 49852.91 | 10350 | 51597.76
1. The rates are proposed for normal soil conditions. In case of soft rock & hard rock, the rates of pit digging will be taken as two times and ten times respectively as compare to the rates applicable for normal soil.

## CL-7
LABOUR SCHEDULE CL-7
LABOUR CHARGES PER KM. OF 11 kV D.P. STRUCTURE WITH R.S. JOIST
S. No. | Particulars | Unit | Qty. | 2015-2016 |  | 2016-2017 |  | 2017-2018 |  | Year 2018-19 |  | Year 2019-20 |  | 2020-21 |  | 2022-23
|  |  |  | Rate | Amount | Rate | Amount | Rate | Amount | Rate | Amount | Rate | Amount | Rate | Amount | Rate | Amount
1 | Pit digging | No. | 2 | 241.073 | 482.1459 | 256.0607 | 512.1214 | 271.1683 | 542.3366 | 346.4988 | 692.9977 | 364.6554 | 729.3107 | 400 | 800 | 414 | 828
2 | Stay Pit digging | No. | 6 | 200.8941 | 1205.3648 | 213.3839 | 1280.3035 | 225.9736 | 1355.8414 | 288.749 | 1732.4941 | 303.8795 | 1823.2768 | 290 | 1740 | 300.15 | 1800.9
3 | Shifting of materials to pole pit | Set | 1 | 140.6259 | 140.6259 | 149.3687 | 149.3687 | 158.1815 | 158.1815 | 202.1243 | 202.1243 | 212.7156 | 212.7156 | 130 | 130 | 134.55 | 134.55
4 | Transportation of pole from road side to pole pit for a lead of 1 Km. | No. | 2 | 301.3412 | 602.6824 | 320.0759 | 640.1517 | 338.9604 | 677.9207 | 433.1235 | 866.2471 | 455.8192 | 911.6384 | 400 | 800 | 414 | 828
5 | DC Cross arm fixing complete including insulator etc. | No. | 1 | 301.3412 | 301.3412 | 320.0759 | 320.0759 | 338.9604 | 338.9604 | 433.1235 | 433.1235 | 455.8192 | 455.8192 | 250 | 250 | 258.75 | 258.75
6 | Pole erection complete (including earthing) | No. | 2 | 803.5765 | 1607.153 | 853.5357 | 1707.0713 | 903.8943 | 1807.7885 | 1154.9961 | 2309.9922 | 1215.5179 | 2431.0358 | 1315.52 | 2631.04 | 1361.5632 | 2723.1264
7 | Concreting of stay and poles | Cft. | 76 | 16.0715 | 1221.4363 | 17.0707 | 1297.3742 | 18.0779 | 1373.9193 | 23.0999 | 1755.5941 | 24.3104 | 1847.5872 | 0 | 0 | 0 | 0
8 | Stay erection complete | No. | 6 | 140.6259 | 843.7553 | 149.3687 | 896.2124 | 158.1815 | 949.089 | 202.1243 | 1212.7459 | 212.7156 | 1276.2938 | 200 | 1200 | 207 | 1242
9 | Anticlimbing devices and danger board fixing | Set | 2 | 50.2235 | 100.4471 | 53.346 | 106.692 | 56.4934 | 112.9868 | 72.1873 | 144.3745 | 75.9699 | 151.9397 | 75.97 | 151.94 | 78.629 | 157.2579
10 | Painting of cross arm, pole and numbering of poles etc. | No. | 2 | 241.073 | 482.1459 | 256.0607 | 512.1214 | 271.1683 | 542.3366 | 346.4988 | 692.9977 | 364.6554 | 729.3107 | 400 | 800 | 414 | 828
| TOTAL |  |  |  | 6987.0978 |  | 7421.4926 |  | 7859.3607 |  | 10042.6911 |  | 10568.9281 |  | 8502.98 |  | 8800.5843
1. The rates are proposed for normal soil conditions. In case of soft rock & hard rock, the rates of pit digging will be taken as two times and ten times respectively as compare to the rates applicable for normal soil.

## CL-7 (B-1) B
2012-13
LABOUR SCHEDULE CL-7 (B-1) B
LABOUR SCHEDULE - FOR RENOVATION OF EXISTING DISTRIBUTION TRANSFORMER SUB-STATION.
S. No. | Particulars | Unit | Rate 2015-2016 | 2015-2016 |  | 2015-2016 |  | 2015-2016 |  | Rate 2016-2017 | 2016-2017 |  | 2016-2017 |  | 2016-2017 |  | Rate 2017-2018 | 2017-2018 |  | 2017-2018 |  | 2017-2018 |  | Rate Year 2018-19 | Year 2018-19 | [5 empty] | Rate Year 2019-20 | [6 empty] | Rate 2020-21 | 2020-21 | [5 empty] | Rate 2022-23 | 2022-23
|  |  |  | 63 kVA X-mer |  | 100 kVA X-mer |  | 200 kVA X-mer |  |  | 63 kVA X-mer |  | 100 kVA X-mer |  | 200 kVA X-mer |  |  | 63 kVA X-mer |  | 100 kVA X-mer |  | 200 kVA X-mer |  |  | 63 kVA X-mer |  | 100 kVA X-mer |  | 200 kVA X-mer |  |  | 63 kVA X-mer |  | 100 kVA X-mer |  | 200 kVA X-mer |  |  | 25 / 63 kVA X-mer |  | 100 kVA X-mer |  | 200 / 315 kVA X-mer |  |  | 25 / 63 kVA X-mer |  | 100 kVA X-mer |  | 200 / 315 kVA X-mer
|  |  |  | Qty. | Amount | Qty. | Amount | Qty. | Amount |  | Qty. | Amount | Qty. | Amount | Qty. | Amount |  | Qty. | Amount | Qty. | Amount | Qty. | Amount |  | Qty. | Amount | Qty. | Amount | Qty. | Amount |  | Qty. | Amount | Qty. | Amount | Qty. | Amount |  | Qty. | Amount | Qty. | Amount | Qty. | Amount |  | Qty. | Amount | Qty. | Amount | Qty. | Amount
1 | Shifting of material to pole pits | Set | 195.4854 | 1 | 195.4854 | 1 | 195.4854 | 1 | 195.4854 | 207.639 | 1 | 207.639 | 1 | 207.639 | 1 | 207.639 | 219.8897 | 1 | 219.8897 | 1 | 219.8897 | 1 | 219.8897 | 280.975 | 1 | 280.975 | 1 | 280.975 | 1 | 280.975 | 295.6981 | 1 | 295.6981 | 1 | 295.6981 | 1 | 295.6981 | 290 | 1 | 290 | 1 | 290 | 1 | 290 | 300.15 | 1 | 300.15 | 1 | 300.15 | 1 | 300.15
| Fixing of LT distribution Box with Cable |  | 0 |  | 0 |  | 0 |  | 0 | 0 |  | 0 |  | 0 |  | 0 | 0 |  | 0 |  | 0 |  | 0 | 0 |  | 0 |  | 0 |  | 0 | 0 |  | 0 |  | 0 |  | 0
2 | 63/100 kVA | Each | 1121.9164 | 1 | 1121.9164 | 1 | 1121.9164 | 0 | 0 | 1191.6671 | 1 | 1191.6671 | 1 | 1191.6671 | 0 | 0 | 1261.9755 | 1 | 1261.9755 | 1 | 1261.9755 | 0 | 0 | 1612.5522 | 1 | 1612.5522 | 1 | 1612.5522 | 0 | 0 | 1697.05 | 1 | 1697.05 | 1 | 1697.05 | 0 | 0 | 1500 | 1 | 1500 | 1 | 1500 | 0 | 0 | 1552.5 | 1 | 1552.5 | 1 | 1552.5
3 | 200 kVA | Each | 2090.8443 |  | 0 |  | 0 | 1 | 2090.8443 | 2220.8341 |  | 0 |  | 0 | 1 | 2220.8341 | 2351.8634 |  | 0 |  | 0 | 1 | 2351.8634 | 3005.211 |  | 0 |  | 0 | 1 | 3005.211 | 3162.6841 |  | 0 |  | 0 | 1 | 3162.6841 | 2500 | 0 | 0 | 0 | 0 | 1 | 2500 | 2587.5 |  | 0 |  | 0 | 1 | 2587.5
4 | Handling / Inst. Of Transformer | Each | LS | 1 | 1376.1248 | 1 | 2511.1724 | 1 | 2511.1724 | LS | 1 | 1461.6798 | 1 | 2667.2945 | 1 | 2667.2945 | LS | 1 | 1547.9189 | 1 | 2824.6649 | 1 | 2824.6649 | LS | 1 | 1977.9308 | 1 | 3609.3568 | 1 | 3609.3568 | LS | 1 | 2081.5744 | 1 | 3798.4871 | 1 | 3798.4871 | Each | 1 | 2000 | 1 | 3500 | 1 | 4000 | LS | 1 | 2070 | 1 | 3622.5 | 1 | 4140
5 | Earthing of S/s | LS | LS | 1 | 1205.3648 | 1 | 1205.3648 | 1 | 1205.3648 | LS | 1 | 1280.3035 | 1 | 1280.3035 | 1 | 1280.3035 | LS | 1 | 1355.8414 | 1 | 1355.8414 | 1 | 1355.8414 | LS | 1 | 1732.4941 | 1 | 1732.4941 | 1 | 1732.4941 | LS | 1 | 1823.2768 | 1 | 1823.2768 | 1 | 1823.2768 | LS | 1 | 2000 | 1 | 2000 | 1 | 2000 | LS | 1 | 2070 | 1 | 2070 | 1 | 2070
| TOTAL |  |  |  | 3898.8914 |  | 5033.9391 |  | 6002.8669 |  |  | 4141.2894 |  | 5346.9041 |  | 6376.0711 |  |  | 4385.6255 |  | 5662.3714 |  | 6752.2593 |  |  | 5603.9522 |  | 7235.3782 |  | 8628.037 |  |  | 5897.5993 |  | 7614.512 |  | 9080.1461 |  |  | 5790 |  | 7290 |  | 8790 |  |  | 5992.65 |  | 7545.15 |  | 9097.65
1. The rates are proposed for normal soil conditions. In case of soft rock & hard rock, the rates of pit digging will be taken as two times and ten times respectively as compared to the rates applicable for normal soil.

## CL-8
LABOUR SCHEDULE CL-8 (G-1)
SINGLE POLE MOUNTED LOW CAPACITY SINGLE PHASE / THREE PHASE 11/0.4 kV DISTRIBUTION TRANSFORMER SUB-STATION
S. No. | Particulars | Unit | Qty. | 2015-2016 |  | 2016-2017 |  | 2017-2018 |  | Year 2018-19 |  | Year 2019-20 |  | 2020-21 |  | 2022-23
|  |  |  | Rate | Amount | Rate | Amount | Rate | Amount | Rate | Amount | Rate | Amount | Rate | Amount | Rate | Amount
1 | Pit digging | Each | 1 | 200.8941 | 200.8941 | 213.3839 | 213.3839 | 225.9736 | 225.9736 | 288.749 | 288.749 | 364.66 | 364.66 | 400 | 400 | 414 | 414
2 | Stay Pit digging | Each | 4 | 180.8047 | 723.2189 | 192.0455 | 768.1821 | 203.3762 | 813.5048 | 259.8741 | 1039.4965 | 273.4915 | 1093.9661 | 290 | 1160 | 300.15 | 1200.6
3 | Shifting of materials to pole pits | Set | 1 | 200.8941 | 200.8941 | 213.3839 | 213.3839 | 225.9736 | 225.9736 | 288.749 | 288.749 | 303.8795 | 303.8795 | 130 | 130 | 134.55 | 134.55
4 | Transportation of pole from road side to pole pit | Each | 1 | 251.1177 | 251.1177 | 266.7299 | 266.7299 | 282.467 | 282.467 | 360.9363 | 360.9363 | 379.8493 | 379.8493 | 350 | 350 | 362.25 | 362.25
5 | DC/ V Cross arm fixing complete including insulator | Each | 1 | 301.3412 | 301.3412 | 320.0759 | 320.0759 | 338.9604 | 338.9604 | 433.1235 | 433.1235 | 455.8192 | 455.8192 | 350 | 350 | 362.25 | 362.25
6 | Pole erection complete including earthing | Each | 1 | 502.2353 | 502.2353 | 533.4598 | 533.4598 | 564.9339 | 564.9339 | 721.8726 | 721.8726 | 759.6987 | 759.6987 | 1000 | 1000 | 1035 | 1035
7 | Concreting of stay and base pad for poles | Cft. | 47 | 16.0715 | 755.3619 | 17.0707 | 802.3235 | 18.0779 | 849.6606 | 23.0999 | 1085.6963 | 24.3104 | 1142.5868 | 0 | 0 | 0 | 0
8 | Stay erection complete | Each | 4 | 130.5812 | 522.3247 | 138.6995 | 554.7982 | 146.8828 | 587.5313 | 187.6869 | 750.7475 | 197.5217 | 790.0866 | 200 | 800 | 207 | 828
9 | Fixing of LA Set (2 Nos.) | Set | 1 | 100.4471 | 100.4471 | 106.692 | 106.692 | 112.9868 | 112.9868 | 144.3745 | 144.3745 | 151.9397 | 151.9397 | 150 | 150 | 155.25 | 155.25
10 | Anti climbing devices and danger board fixing | Each | 1 | 50.2235 | 50.2235 | 53.346 | 53.346 | 56.4934 | 56.4934 | 72.1873 | 72.1873 | 75.9699 | 75.9699 | 75.97 | 75.97 | 78.629 | 78.629
11 | Painting of cross arm & numbering of poles. | Each | 1 | 80.3577 | 80.3577 | 85.3536 | 85.3536 | 90.3894 | 90.3894 | 115.4996 | 115.4996 | 121.5518 | 121.5518 | 121.55 | 121.55 | 125.8042 | 125.8042
12 | Fixing of LT switch box & transformer wiring etc. | Job | 1 | 150.6706 | 150.6706 | 160.0379 | 160.0379 | 169.4802 | 169.4802 | 216.5618 | 216.5618 | 227.9096 | 227.9096 | 227.91 | 227.91 | 235.8869 | 235.8869
13 | Handling and installation of transformer on structure | Job | 1 | 200.8941 | 200.8941 | 213.3839 | 213.3839 | 225.9736 | 225.9736 | 288.749 | 288.749 | 303.8795 | 303.8795 | 303.88 | 303.88 | 314.5158 | 314.5158
14 | Fixing of D.O fuse complete with base channel | Set | 1 | 100.4471 | 100.4471 | 106.692 | 106.692 | 112.9868 | 112.9868 | 144.3745 | 144.3745 | 151.9397 | 151.9397 | 500 | 500 | 517.5 | 517.5
15 | Earthing of S/s including pit digging laying and conecting wires to supports X-mer etc. | Set | 1 | 703.1294 | 703.1294 | 746.8437 | 746.8437 | 790.9075 | 790.9075 | 1010.6216 | 1010.6216 | 1063.5782 | 1063.5782 | 1063.58 | 1063.58 | 1100.8053 | 1100.8053
16 | Installation & commissioning of TPN switch & DT Meter | Job | 1 | 662.9506 | 662.9506 | 704.1669 | 704.1669 | 745.7128 | 745.7128 | 952.8718 | 952.8718 | 1002.8023 | 1002.8023 | 700 | 700 | 724.5 | 724.5
| TOTAL |  |  |  | 5506.508 |  | 5848.8531 |  | 6193.9355 |  | 7914.6108 |  | 8390.1169 |  | 7332.89 |  | 7589.5412
1. The rates are proposed for normal soil conditions. In case of soft rock & hard rock, the rates of pit digging will be taken as two times and ten times respectively as compared to the rates applicable for normal soil.

## CL-9
LABOUR SCHEDULE CL-9
LABOUR SCHEDULE - PLINTH MOUNTED DISTRIBUTION TRANSFORMER S/s.
S. No. | Particulars | Unit | Rate 2015-2016 | 2015-2016 |  | 2015-2016 |  | 2015-2016 |  | Rate 2016-2017 | 2016-2017 |  | 2016-2017 |  | 2016-2017 |  | Rate 2017-2018 | 2017-2018 |  | 2017-2018 |  | 2017-2018 |  | Rate Year 2018-19 | Year 2018-19 | [5 empty] | Rate Year 2019-20 | Year 2019-20 | [5 empty] | Rate 2020-21 | 2020-21 | [5 empty] | Rate 2022-23 | 2022-23
|  |  |  | 63 kVA X-mer |  | 100 kVA X-mer |  | 200 kVA X-mer |  |  | 63 kVA X-mer |  | 100 kVA X-mer |  | 200 kVA X-mer |  |  | 63 kVA X-mer |  | 100 kVA X-mer |  | 200 kVA X-mer |  |  | 63 kVA X-mer |  | 100 kVA X-mer |  | 200 kVA X-mer |  |  | 63 kVA X-mer |  | 100 kVA X-mer |  | 200 kVA X-mer |  |  | 63 kVA X-mer |  | 100 kVA X-mer |  | 200 kVA X-mer |  |  | 63 kVA X-mer |  | 100 kVA X-mer |  | 200 kVA X-mer
|  |  |  | Qty. | Amount | Qty. | Amount | Qty. | Amount |  | Qty. | Amount | Qty. | Amount | Qty. | Amount |  | Qty. | Amount | Qty. | Amount | Qty. | Amount |  | Qty. | Amount | Qty. | Amount | Qty. | Amount |  | Qty. | Amount | Qty. | Amount | Qty. | Amount |  | Qty. | Amount | Qty. | Amount | Qty. | Amount |  | Qty. | Amount | Qty. | Amount | Qty. | Amount
1 | Pole Pit digging
| (i) RSJ | No. | 254.981 | 2 | 509.962 | 2 | 509.962 | 0 | 0 | 270.8334 | 2 | 541.6669 | 2 | 541.6669 | 0 | 0 | 286.8126 | 2 | 573.6252 | 2 | 573.6252 | 0 | 0 | 366.4891 | 2 | 732.9783 | 2 | 732.9783 | 0 | 0 | 364.66 | 2 | 729.32 | 2 | 729.32 | 0 | 0 | 400 | 2 | 800 | 2 | 800 | 0 | 0 | 414 | 2 | 828 | 2 | 828 | 0 | 0
| (ii) H.Beam | No. | 290.6783 | 0 | 0 | 0 | 0 | 2 | 581.3567 | 308.7501 | 0 | 0 | 0 | 0 | 2 | 617.5002 | 326.9664 | 0 | 0 | 0 | 0 | 2 | 653.9327 | 417.7976 | 0 | 0 | 0 | 0 | 2 | 835.5953 | 364.66 | 0 | 0 | 0 | 0 | 2 | 729.32 | 400 | 0 | 0 | 0 | 0 | 2 | 800 | 414 | 0 | 0 | 0 | 0 | 2 | 828
2 | Stay pit digging | Each | 195.4854 | 4 | 781.9418 | 4 | 781.9418 | 4 | 781.9418 | 207.639 | 4 | 830.5559 | 4 | 830.5559 | 4 | 830.5559 | 219.8897 | 4 | 879.5587 | 4 | 879.5587 | 4 | 879.5587 | 280.975 | 4 | 1123.9 | 4 | 1123.9 | 4 | 1123.9 | 295.7 | 4 | 1182.8 | 4 | 1182.8 | 4 | 1182.8 | 290 | 4 | 1160 | 4 | 1160 | 4 | 1160 | 300.15 | 4 | 1200.6 | 4 | 1200.6 | 4 | 1200.6
3 | Shifting of material to pole pits | Set | 195.4854 | 1 | 195.4854 | 1 | 195.4854 | 1 | 195.4854 | 207.639 | 1 | 207.639 | 1 | 207.639 | 1 | 207.639 | 219.8897 | 1 | 219.8897 | 1 | 219.8897 | 1 | 219.8897 | 280.975 | 1 | 280.975 | 1 | 280.975 | 1 | 280.975 | 295.7 | 1 | 295.7 | 1 | 295.7 | 1 | 295.7 | 130 | 1 | 130 | 1 | 130 | 1 | 130 | 134.55 | 1 | 134.55 | 1 | 134.55 | 1 | 134.55
4 | Transportation of pole from Road side to pole pit | Each | 195.4854 | 2 | 390.9709 | 2 | 390.9709 | 2 | 390.9709 | 207.639 | 2 | 415.2779 | 2 | 415.2779 | 2 | 415.2779 | 219.8897 | 2 | 439.7793 | 2 | 439.7793 | 2 | 439.7793 | 280.975 | 2 | 561.95 | 2 | 561.95 | 2 | 561.95 | 295.7 | 2 | 591.4 | 2 | 591.4 | 2 | 591.4 | 400 | 2 | 800 | 2 | 800 | 2 | 800 | 414 | 2 | 828 | 2 | 828 | 2 | 828
5 | Cross arm fixing complete. | Each | 790.4411 | 2 | 1580.8823 | 2 | 1580.8823 | 2 | 1580.8823 | 839.5836 | 2 | 1679.1673 | 2 | 1679.1673 | 2 | 1679.1673 | 889.1191 | 2 | 1778.2382 | 2 | 1778.2382 | 2 | 1778.2382 | 1136.1164 | 2 | 2272.2327 | 2 | 2272.2327 | 2 | 2272.2327 | 1195.65 | 2 | 2391.3 | 2 | 2391.3 | 2 | 2391.3 | 1300 | 2 | 2600 | 2 | 2600 | 2 | 2600 | 1345.5 | 2 | 2691 | 2 | 2691 | 2 | 2691
6 (a) | Pole erection complete including earthing (RSJ) | Each | 739.4449 | 2 | 1478.8898 | 2 | 1478.8898 | 0 | 0 | 785.417 | 2 | 1570.8339 | 2 | 1570.8339 | 0 | 0 | 831.7566 | 2 | 1663.5131 | 2 | 1663.5131 | 0 | 0 | 1062.8185 | 2 | 2125.637 | 2 | 2125.637 | 0 | 0 | 1118.51 | 2 | 2237.02 | 2 | 2237.02 | 0 | 0 | 1315 | 2 | 2630 | 2 | 2630 | 0 | 0 | 1361.025 | 2 | 2722.05 | 2 | 2722.05 | 0 | 0
(b) | Pole erection complete including earthing H-Beam | Each | 1019.924 |  | 0 |  | 0 | 2 | 2039.8481 | 1083.3337 |  | 0 |  | 0 | 2 | 2166.6675 | 1147.2504 |  | 0 |  | 0 | 2 | 2294.5008 | 1465.9566 |  | 0 |  | 0 | 2 | 2931.9132 | 1542.77 |  | 0 |  | 0 | 2 | 3085.54 | 1400 | 0 | 0 | 0 | 0 | 2 | 2800 | 1449 | 0 | 0 | 0 | 0 | 2 | 2898
7 | Concreting | Cmt. | 16.9987 | 405 | 6884.4872 | 405 | 6884.4872 | 420 | 7139.4682 | 637.5419 | 11.4698 | 7312.5027 | 11.4698 | 7312.5027 | 11.8946 | 7583.3361 | 675.1569 | 11.4698 | 7743.9403 | 11.4698 | 7743.9403 | 11.8946 | 8030.7529 | 862.7155 | 11.4698 | 9895.207 | 11.4698 | 9895.207 | 11.8946 | 10261.6961 | 907.92 | 11.4698 | 10413.6958 | 11.4698 | 10413.6958 | 11.8946 | 10799.3883 | 0 | 0 | 0 | 0 | 0 | 0 | 0 | 0 | 0 | 0 | 0 | 0 | 0 | 0
8 | Stay erection complete | Each | 220.9835 | 4 | 883.9342 | 4 | 883.9342 | 4 | 883.9342 | 234.7223 | 4 | 938.8892 | 4 | 938.8892 | 4 | 938.8892 | 248.5709 | 4 | 994.2837 | 4 | 994.2837 | 4 | 994.2837 | 317.6239 | 4 | 1270.4957 | 4 | 1270.4957 | 4 | 1270.4957 | 334.27 | 4 | 1337.08 | 4 | 1337.08 | 4 | 1337.08 | 200 | 4 | 800 | 4 | 800 | 4 | 800 | 207 | 4 | 828 | 4 | 828 | 4 | 828
9 | Fixing of LA set. | Set | 297.4778 | 1 | 297.4778 | 1 | 297.4778 | 1 | 297.4778 | 315.9723 | 1 | 315.9723 | 1 | 315.9723 | 1 | 315.9723 | 334.6147 | 1 | 334.6147 | 1 | 334.6147 | 1 | 334.6147 | 427.5707 | 1 | 427.5707 | 1 | 427.5707 | 1 | 427.5707 | 449.98 | 1 | 449.98 | 1 | 449.98 | 1 | 449.98 | 290 | 1 | 290 | 1 | 290 | 1 | 290 | 300.15 | 1 | 300.15 | 1 | 300.15 | 1 | 300.15
10 | Anticlimbing device and danger board fixing | Each | 59.4956 | 2 | 118.9911 | 2 | 118.9911 | 2 | 118.9911 | 63.1945 | 2 | 126.3889 | 2 | 126.3889 | 2 | 126.3889 | 66.9229 | 2 | 133.8459 | 2 | 133.8459 | 2 | 133.8459 | 85.5141 | 2 | 171.0283 | 2 | 171.0283 | 2 | 171.0283 | 90 | 2 | 180 | 2 | 180 | 2 | 180 | 90 | 2 | 180 | 2 | 180 | 2 | 180 | 93.15 | 2 | 186.3 | 2 | 186.3 | 2 | 186.3
11 | Painting of HW/No. of pole | Each | 42.4968 | 2 | 84.9937 | 2 | 84.9937 | 2 | 84.9937 | 45.1389 | 2 | 90.2778 | 2 | 90.2778 | 2 | 90.2778 | 47.8021 | 2 | 95.6042 | 2 | 95.6042 | 2 | 95.6042 | 61.0815 | 2 | 122.163 | 2 | 122.163 | 2 | 122.163 | 64.28 | 2 | 128.56 | 2 | 128.56 | 2 | 128.56 | 64.28 | 2 | 128.56 | 2 | 128.56 | 2 | 128.56 | 66.5298 | 2 | 133.0596 | 2 | 133.0596 | 2 | 133.0596
12 | Fixing of LT distribution of Box |  | 0 |  | 0 |  | 0 |  | 0 | 0 |  | 0 |  | 0 |  | 0 | 0 |  | 0 |  | 0 |  | 0 | 0 |  | 0 |  | 0 |  | 0 | 0 |  | 0 |  | 0 |  | 0 | 0 | 0 | 0 | 0 | 0 | 0 | 0 | 0 | 0 | 0 | 0 | 0 | 0 | 0
| 63/100 kVA | Each | 1121.9164 | 1 | 1121.9164 | 1 | 1121.9164 | 0 | 0 | 1191.6671 | 1 | 1191.6671 | 1 | 1191.6671 | 0 | 0 | 1261.9755 | 1 | 1261.9755 | 1 | 1261.9755 | 0 | 0 | 1612.5522 | 1 | 1612.5522 | 1 | 1612.5522 | 0 | 0 | 1697.05 | 1 | 1697.05 | 1 | 1697.05 | 0 | 0 | 1500 | 1 | 1500 | 1 | 1500 | 0 | 0 | 1552.5 | 1 | 1552.5 | 1 | 1552.5 | 0 | 0
| 200 kVA | Each | 2090.8443 |  | 0 |  | 0 | 1 | 2090.8443 | 2220.8341 |  | 0 |  | 0 | 1 | 2220.8341 | 2351.8634 |  | 0 |  | 0 | 1 | 2351.8634 | 3005.211 |  | 0 |  | 0 | 1 | 3005.211 | 3162.68 |  | 0 |  | 0 | 1 | 3162.68 | 3000 | 0 | 0 | 0 | 0 | 1 | 3000 | 3105 | 0 | 0 | 0 | 0 | 1 | 3105
13 | Handling/ Inst. Of Transformer | Each | LS | 1 | 1376.1248 | 1 | 2511.1766 | 1 | 2511.1766 | LS | 1 | 1461.6798 | 1 | 2667.299 | 1 | 2667.299 | LS | 1 | 1547.9189 | 1 | 2824.6696 | 1 | 2824.6696 | LS | 1 | 1977.9308 | 1 | 3609.3628 | 1 | 3609.3628 | LS | 1 | 2081.5744 | 1 | 3798.4934 | 1 | 3798.4934 | LS | 1 | 2000 | 1 | 3500 | 1 | 4000 | LS | 1 | 2070 | 1 | 3622.5 | 1 | 4140
14 | Earthing of S/s | LS | LS | 1 | 1205.3648 | 1 | 1205.3648 | 1 | 1205.3648 | LS | 1 | 1280.3035 | 1 | 1280.3035 | 1 | 1280.3035 | LS | 1 | 1355.8414 | 1 | 1355.8414 | 1 | 1355.8414 | LS | 1 | 1732.4941 | 1 | 1732.4941 | 1 | 1732.4941 | LS | 1 | 1823.2768 | 1 | 1823.2768 | 1 | 1823.2768 | LS | 1 | 2500 | 1 | 2500 | 1 | 2500 | LS | 1 | 2587.5 | 1 | 2587.5 | 1 | 2587.5
15 | Fixing of DO fuse unit | Set | 329.0064 | 1 | 329.0064 | 1 | 329.0064 | 1 | 329.0064 | 349.4611 | 1 | 349.4611 | 1 | 349.4611 | 1 | 349.4611 | 370.0793 | 1 | 370.0793 | 1 | 370.0793 | 1 | 370.0793 | 472.8873 | 1 | 472.8873 | 1 | 472.8873 | 1 | 472.8873 | 497.67 | 1 | 497.67 | 1 | 497.67 | 1 | 497.67 | 500 | 1 | 500 | 1 | 500 | 1 | 500 | 517.5 | 1 | 517.5 | 1 | 517.5 | 1 | 517.5
16 | Fixing of AB Switch | Set | 658.0128 | 0 | 0 | 1 | 658.0128 | 1 | 658.0128 | 698.9221 | 0 | 0 | 1 | 698.9221 | 1 | 698.9221 | 740.1585 | 0 | 0 | 1 | 740.1585 | 1 | 740.1585 | 945.7746 | 0 | 0 | 1 | 945.7746 | 1 | 945.7746 | 995.33 | 0 | 0 | 1 | 995.33 | 1 | 995.33 | 2000 | 1 | 2000 | 1 | 2000 | 1 | 2000 | 2070 | 1 | 2070 | 1 | 2070 | 1 | 2070
| TOTAL |  |  |  | 17240.4286 |  | 19033.4932 |  | 20889.755 |  |  | 18312.2833 |  | 20216.8245 |  | 22188.4919 |  |  | 19392.708 |  | 21409.6172 |  | 23497.6129 |  |  | 24780.0023 |  | 27357.2088 |  | 30025.2498 |  |  | 26036.4271 |  | 28748.6761 |  | 31448.5185 |  |  | 18018.56 |  | 19518.56 |  | 21688.56 |  |  | 18649.2096 |  | 20201.7096 |  | 22447.6596
1. The rates are proposed for normal soil conditions. In case of soft rock & hard rock, the rates of pit digging will be taken as two times and ten times respectively as compared to the rates applicable for normal soil.

## CL-9(A)
LABOUR SCHEDULE CL - 9 (A)
LABOUR CHARGES FOR ADDITIONAL (MID SPAN) POLES FOR NEW 11 kV LINE WITH RACCOON CONDUCTOR ON H-BEAM POLE
S. No. | Particulars | Unit | Qty. | 2017-18 |  | 2018-19 (27.77%) |  | 2020-21 |  | 2022-23
|  |  |  | Rate | Amount | Rate | Amount | Rate | Amount | Rate | Amount
1 | Pit digging | No. | 1 | 225.97 | 225.97 | 288.75 | 288.75 | 400 | 400 | 414 | 414
2 | Transportation of pole from road side to pole pit for a lead of 1 Km. | No. | 1 | 338.96 | 338.96 | 433.12 | 433.12 | 500 | 500 | 517.5 | 517.5
3 | Shifting of materials to pole pits | No. | 1 | 45.19 | 45.19 | 57.75 | 57.75 | 60.78 | 60.78 | 62.9073 | 62.9073
4 | Cross arm fixing complete with top clamp | No. | 1 | 67.79 | 67.79 | 86.62 | 86.62 | 90 | 90 | 93.15 | 93.15
5 | Pole erection complete (including earthing) | No. | 1 | 903.89 | 903.89 | 1155 | 1155 | 1400 | 1400 | 1449 | 1449
6 | Insulator fixing with GI Pin | No. | 3 | 15.82 | 47.46 | 20.21 | 60.63 | 90 | 270 | 93.15 | 279.45
7 | Anti climbing devices and danger board fixing | No. | 1 | 56.49 | 56.49 | 72.19 | 72.19 | 90 | 90 | 93.15 | 93.15
8 | Painting of Hardware and numbering of poles including steel pole. | No. | 1 | 271.17 | 271.17 | 346.5 | 346.5 | 400 | 400 | 414 | 414
| TOTAL |  |  |  | 1956.92 |  | 2500.56 |  | 3210.78 |  | 3323.1573

## CL-10(B) Revised
LABOUR SCHEDULE CL-10 (B)
LABOUR SCHEDULE FOR AUGMENTATION OF 11/0.4 kV S/s CAPACITY (ASSUMING 25 YEARS OF LIFE & 10 YEARS IN SERVICE) ON EXISTING DP
S. No. | Particulars | Unit | Rate 2015-2016 | 2015-2016 |  | 2015-2016 |  | 2015-2016 |  | Rate 2016-2017 | 2016-2017 |  | 2016-2017 |  | 2016-2017 |  | Rate 2017-2018 | 2017-2018 |  | 2017-2018 |  | 2017-2018 |  | Rate Year 2018-19 | Year 2018-19 | [5 empty] | Qty. | Year 2019-20 | [5 empty] | 2020-21 | [5 empty] | 2022-23
|  |  |  | 63 kVA X-mer |  | 100 kVA X-mer |  | 200 kVA X-mer |  |  | 63 kVA X-mer |  | 100 kVA X-mer |  | 200 kVA X-mer |  |  | 63 kVA X-mer |  | 100 kVA X-mer |  | 200 kVA X-mer |  |  | 63 kVA X-mer |  | 100 kVA X-mer |  | 200 kVA X-mer |  |  | 63 kVA X-mer |  | 100 kVA X-mer |  | 200 kVA X-mer |  | 63 kVA X-mer |  | 100 kVA X-mer |  | 200 kVA X-mer |  | 63 kVA X-mer |  | 100 kVA X-mer |  | 200 kVA X-mer
|  |  |  | Qty. | Amount | Qty. | Amount | Qty. | Amount |  | Qty. | Amount | Qty. | Amount | Qty. | Amount |  | Qty. | Amount | Qty. | Amount | Qty. | Amount |  | Qty. | Amount | Qty. | Amount | Qty. | Amount |  | Qty. | Amount | Qty. | Amount | Qty. | Amount | Rate | Amt. | Rate | Amt. | Rate | Amt. | Rate | Amt. | Rate | Amt. | Rate | Amt.
1 | Shifting of material at site | Set | 195.4854 | 1 | 195.4854 | 1 | 195.4854 | 1 | 195.4854 | 207.639 | 1 | 207.639 | 1 | 207.639 | 1 | 207.639 | 219.8897 | 1 | 219.8897 | 1 | 219.8897 | 1 | 219.8897 | 280.975 | 1 | 280.975 | 1 | 280.975 | 1 | 280.975 | 1 | 1 | 1 | 1 | 1 | 1 | 1 | 130 | 130 | 130 | 130 | 130 | 130 | 134.55 | 134.55 | 134.55 | 134.55 | 134.55 | 134.55
2 | Replacement of LT distribution Box & Cable |  | 0 |  | 0 |  | 0 |  | 0 | 0 |  | 0 |  | 0 |  | 0 | 0 |  | 0 |  | 0 |  | 0 | 0 |  | 0 |  | 0 |  | 0
| 63/100 kVA | Each | 1121.9164 | 1 | 1121.9164 | 1 | 1121.9164 | 0 | 0 | 1191.6671 | 1 | 1191.6671 | 1 | 1191.6671 | 0 | 0 | 1261.9755 | 1 | 1261.9755 | 1 | 1261.9755 | 0 | 0 | 1612.5522 | 1 | 1612.5522 | 1 | 1612.5522 | 0 | 0 | 1 | 1 | 1 | 1 | 1 | 0 | 0 | 1500 | 1500 | 1500 | 1500 | 0 | 0 | 1552.5 | 1552.5 | 1552.5 | 1552.5 | 0 | 0
| 200 kVA | Each | 2090.8443 |  | 0 |  | 0 | 1 | 2090.8443 | 2220.8341 |  | 0 |  | 0 | 1 | 2220.8341 | 2351.8634 |  | 0 |  | 0 | 1 | 2351.8634 | 3005.211 |  | 0 |  | 0 | 1 | 3005.211 | 1 |  | 0 |  | 0 | 1 | 1 | 0 | 0 | 0 | 0 | 2500 | 2500 | 0 | 0 | 0 | 0 | 2587.5 | 2587.5
3 | Handling/ Inst. Of Transformer | Each | LS | 1 | 1376.1266 | 1 | 2511.1724 | 1 | 2511.1766 | LS | 1 | 1461.6817 | 1 | 2667.2945 | 1 | 2667.299 | LS | 1 | 1547.921 | 1 | 2824.6649 | 1 | 2824.6696 | LS | 1 | 1977.9334 | 1 | 3609.3568 | 1 | 3609.3628 | LS | 1 | 2081.5771 | 1 | 3798.4871 | 1 | 3798.4934 | 2000 | 2000 | 3500 | 3500 | 4000 | 4000 | 2070 | 2070 | 3622.5 | 3622.5 | 4140 | 4140
| TOTAL |  |  |  | 2693.5285 |  | 3828.5743 |  | 4797.5063 |  |  | 13858.47 |  | 15810.9265 |  | 17522.0234 |  |  | 3029.7861 |  | 4306.53 |  | 5396.4226 |  |  | 3871.4607 |  | 5502.8841 |  | 6895.5488 |  |  | 2083.5771 |  | 3800.4871 |  | 3800.4934 |  | 3630 |  | 5130 |  | 6630 |  | 3757.05 |  | 5309.55 |  | 6862.05

## CL-11
LABOUR SCHEDULE CL-11
LABOUR SCHEDULE FOR INSTALLATION OF COMPACT R.M.U. 11 kV CLASS SF6 / VCB TYPE (1 INCOMING + 2 BREAKER + 1 OUTGOING)
S. No. | Particulars | Unit | Qty. | 2016-17 |  | 2017-18 |  | Year 2018-19 |  | Year 2019-20 |  | Year 2020-21 |  | Year 2022-23
|  |  |  | Rate | Amount | Rate | Amount | Rate | Amount | Rate | Amount | Rate | Amount | Rate | Amount
1 | Digging and concreting of foundation of R.M.U. | No. | 1 | 2133.84 | 2133.84 | 2259.7366 | 2259.7366 | 2887.4914 | 2887.4914 | 3038.7959 | 3038.7959 | 3198.0288 | 3038.7959 | 3309.9598 | 3309.9598
2 | Handling & installation of R.M.U. on foundation. | No. | 1 | 2055.18 | 2055.18 | 2176.4356 | 2176.4356 | 2781.0494 | 2781.0494 | 2926.7764 | 2926.7764 | 3080.1395 | 2926.7764 | 3187.9444 | 3187.9444
3 | Fixing of incoming & outgoing cables on terminals of R.M.U. | L.S. | 1 | 640.12 | 640.12 | 677.8871 | 677.8871 | 866.2041 | 866.2041 | 911.5932 | 911.5932 | 959.3607 | 911.5932 | 992.93 | 992.93
4 | Earthing of RMU including pit digging, laying and connecting wires to RMU etc. | Set | 1 | 746.84 | 746.84 | 790.9036 | 790.9036 | 1010.6166 | 1010.6166 | 1063.5729 | 1063.5729 | 1119.3041 | 1063.5729 | 1158.4797 | 1158.4797
5 | Lettering the R.M.U. with enamel paint and also writing single line diagram of each panel, caution Board, Danger Board etc. including cost of paint, Brush etc. | Per Panel | 1 | 528 | 528 | 559.152 | 559.152 | 714.4844 | 714.4844 | 751.9234 | 751.9234 | 791.3242 | 751.9234 | 819.0205 | 819.0205
6 | Total Labour Charges |  |  |  | 6103.98 |  | 6464.1148 |  | 8259.8459 |  | 8692.6618 |  | 8692.6618 |  | 9468.3345
7 | Total Labour Charges (Rounded Off) |  |  |  | 6104 |  | 6464 |  | 8260 |  | 8693 |  | 8693 |  | 9468

## CL-12
LABOUR SCHEDULE CL-12
LABOUR CHARGE FOR 11 kV UNDERGROUND CABLE CROSSING UNDER EXISTING RAILWAY TRACK / ROAD FOR 60 MTR. LONG RAIL/ ROAD CORRIDOR / ROUTE LENGTH OF HDPE PIPE, UNDER 2.5 MTR. DEEP FROM GROUND LEVEL SINGLE FEEDER LINE.
S. No. | Particulars | Unit | Qty. | 2017-18 |  | 2018-19 (27.77%) |  | 2020-21 |  |  | 2022-23
|  |  |  | Using HDD Technique |  | Using HDD Technique |  | Using HDD Technique |  |  | Using HDD Technique
|  |  |  | Rate | 3x240 sq.mm AB XLPE Cable | Rate | 3x240 sq.mm AB XLPE Cable | Rate | 3x240 sq.mm AB XLPE Cable | 3x400 sq.mm AB XLPE Cable | Rate | 3x240 sq.mm AB XLPE Cable | 3x400 sq.mm AB XLPE Cable
[5 empty] | Amount |  | Amount |  | Amount | Amount |  | Amount | Amount
1 | Using HDD Technique (Horizontal Directional Drilling) ** | Mtr. | 120 | 1361.0553 | 163326.6357 | 1739.1565 | 208698.7751 | 1200 | 144000 | 144000 | 1242 | 149040 | 149040
2 | Laying of 240 sqmm 3 core XLPE cable through HDPE pipe. | Mtr. | 180 | 362.7387 | 65292.9604 | 463.5075 | 83431.3448 | 300 | 54000 | 0 | 310.5 | 55890 | 0
3 | Laying of 400 sqmm 3 core XLPE cable through HDPE pipe. | Mtr. | 190 | 362.7387 | 68920.3471 | 463.5075 | 88066.4195 | 400 | 0 | 76000 | 414 | 0 | 78660
4 | Earthing pit digging and laying of earth pipe complete. | Set. | 10 | 790.9075 | 7909.0749 | 1010.6216 | 10106.2159 | 250 | 2500 | 2500 | 258.75 | 2587.5 | 2587.5
5 | Joining kit labour charges. | Set. | 4 | 5803.8187 | 23215.2748 | 7416.1195 | 29664.4782 | 3500 | 14000 | 14000 | 3622.5 | 14490 | 14490
6 | Covering of cable with tiles | Mtr. | 60 | 2.8879 | 173.2767 | 3.6902 | 221.413 | 3.88 | 232.8 | 232.8 | 4.0158 | 240.948 | 240.948
7 | Spreading sand and forming with sand round the cable | Mtr. | 60 | 10.4942 | 629.6525 | 13.4095 | 804.57 | 14.11 | 846.6 | 846.6 | 14.6038 | 876.231 | 876.231
8 | Laying of GI Pipe | Mtr. | 24 | 51.9746 | 1247.3903 | 66.4131 | 1593.9153 | 69.89 | 1677.36 | 1677.36 | 72.3362 | 1736.0676 | 1736.0676
9 | Fixing of 33 kV LA including earthing. | Set | 2 | 225.9736 | 451.9471 | 288.749 | 577.498 | 250 | 500 | 500 | 258.75 | 517.5 | 517.5
10 | Jumpering of Lightning Arrestor and fixing of Aluminium lugs. | Set | 2 | 227.9504 | 455.9008 | 291.275 | 582.55 | 250 | 500 | 500 | 258.75 | 517.5 | 517.5
11 | Fixing of Riser pipe with clamps | Mtr. | 12 | 290.1909 | 3482.2912 | 370.806 | 4449.6717 | 250 | 3000 | 3000 | 258.75 | 3105 | 3105
| TOTAL |  |  |  | 335104.7516 |  | 423747.1799 |  | 221256.76 | 243256.76 |  | 229000.7466 | 251770.7466

## CL-15
LABOUR SCHEDULE CL - 15
LABOUR SCHEDULE FOR LAYING OF 1 Km LENGTH OF 11 kV, 3 CORE 95 SQMM / 240 SQMM / 400 SQMM UNDERGROUND CABLE
S. No. | Particulars | Unit | Qty. | 2017-18 |  | 2018-19 (27.77%) |  | 2020-21 |  | 2022-23
|  |  |  | Rate | Amount | Rate | Amount | Rate | Amount | Rate | Amount
1 | Cable trench excavation [(1.0 Mx0.75 Mx1.2 M) LxWxD] | Cmt | 900 | - | - | 254.099 | 228689.1 | 300 | 270000 | 310.5 | 279450
2 | Spreading of sand for base pad of cable (10 cm thick & 10 cm. above cable) | Mtr | 1000 | - | - | 13.4095 | 13409.5 | 50 | 50000 | 51.75 | 51750
3 | Laying of XLPE Cable in open trench & rising on pole through GI pipe & back filling of cable trench with excavated soil | Mtr | 1040 | - | - | 66.138 | 68783.4784 | 150 | 156000 | 155.25 | 161460
4 | Laying of GI pipe | Mtr | 10 | - | - | 66.4123 | 664.1228 | 69.89 | 698.9 | 72.3362 | 723.3615
5 | Fixing of rising pipe with clamps | Mtr | 10 | - | - | 370.81 | 3708.1 | 250 | 2500 | 258.75 | 2587.5
6 | Fixing of 11 kV lightning arrestor including earthing, jumpering and fixing of aluminium clamp | Set | 2 | - | - | 216.56 | 433.12 | 250 | 500 | 258.75 | 517.5
7 | Providing earthing (earthing pit digging and laying of earthing pipe complete) | Set | 2 | - | - | 1010.62 | 2021.24 | 250 | 500 | 258.75 | 517.5
8 | Covering of cable with tiles | Mtr | 1000 | - | - | 3.6902 | 3690.2 | 3.88 | 3880 | 4.0158 | 4015.8
9 | Making of Straight jointing of XLPE Cable | No | 2 | - | - | 4362.998 | 8725.996 | 3500 | 7000 | 3622.5 | 7245
10 | Making of End jointing of XLPE Cable | No | 2 | - | - | 3690.213 | 7380.426 | 4500 | 9000 | 4657.5 | 9315
| TOTAL |  |  |  | 207557 |  | 337505.2832 |  | 500078.9 |  | 517581.6615

## CL-16
LABOUR SCHEDULE CL-16
LABOUR SCHEDULE D.T. CAPACITORS ON EXISTING DTR's OTHER THAN INDUSTRIAL (RETAINED & SHIFTED)
S. No. | Particulars | Unit | Qty. | Labour Charges per Capacitor Bank
|  |  |  | 2017-18 | 2018-19 | 2020-21 | 2022-23
1 | LT Capacitor for 25 kVA DT | No. | 1 | 200 | 200 | 250 | 258.75
2 | LT Capacitor for 63 kVA DT | No. | 1 | 200 | 200 | 250 | 258.75
3 | LT Capacitor for 100 kVA DT | No. | 1 | 200 | 200 | 250 | 258.75
4 | LT Capacitor for 200 kVA DT | No. | 1 | 200 | 200 | 250 | 258.75
5 | LT Capacitor for 315 kVA DT | No. | 1 | 200 | 200 | 250 | 258.75

## CL-18
LABOUR SCHEDULE CL-18
LABOUR SCHEDULE FOR 11 kV CAPACITOR BANK AT 33/11 kV SUB-STATION (FOR 12.1 kV, 1089 kVAR AND 12.1 kV, 1815 kVAR 3 PHASE 50 Hz OUTDOOR TYPE CAPACITOR BANK)
|  |  |  | 2020-21 |  |  |  | 2022-23
S. No. | Particulars | Unit | Qty. | 12.1 kV,1815 kVAr, Outdoor Type, Capacitor bank |  | 12.1 kV,1089 KVAr, Outdoor Type, Capacitor bank |  | 12.1 kV,1815 kVAr, Outdoor Type, Capacitor bank |  | 12.1 kV,1089 KVAr, Outdoor Type, Capacitor bank
|  |  |  | Rate | Amt. | Rate | Amt. | Rate | Amt. | Rate | Amt.
1 | Pit digging for structure | No | 6 | 600 | 3600 | 600 | 3600 | 621 | 3726 | 621 | 3726
2 | Digging and concreting of foundation of VCB | No | 1 | 3300 | 3300 | 3300 | 3300 | 3415.5 | 3415.5 | 3415.5 | 3415.5
3 | Fixing of RVT | No | 1 | 1000 | 1000 | 550 | 550 | 1035 | 1035 | 569.25 | 569.25
4 | Fixing of Capacitor Bank Complete set | Set | 1 | 2250 | 2250 | 1100 | 1100 | 2328.75 | 2328.75 | 1138.5 | 1138.5
5 | Fixing of Isolator with earth switch & mounting G.I. structure | Set | 1 | 2200 | 2200 | 2200 | 2200 | 2277 | 2277 | 2277 | 2277
6 | Fixing of L.A. including Earthing | Set | 1 | 150 | 150 | 150 | 150 | 155.25 | 155.25 | 155.25 | 155.25
7 | Handling and installation of 11 kV VCB on foundation with Installation indoor type Automatic Control Unit alongwith APFC relay and VCB control panel | No | 1 | 3300 | 3300 | 3000 | 3000 | 3415.5 | 3415.5 | 3105 | 3105
8 | Fixing of C.T. | No | 3 | 200 | 600 | 200 | 600 | 207 | 621 | 207 | 621
9 | Earth pit digging and laying of M.S. strip Complete | No | 3 | 1800 | 5400 | 1800 | 5400 | 1863 | 5589 | 1863 | 5589
10 | Testing and Commissioning of 11 kV VCB and Capacitor Bank | LS | LS | 4000 | 4000 | 4000 | 4000 | 4140 | 4140 | 4140 | 4140
11 | Bus bar structure complete fitting | No | 1 | 2660 | 2660 | 800 | 800 | 2753.1 | 2753.1 | 828 | 828
12 | Digging of cable trench, pits & laying out earthing mat with interconnection etc. | LS | LS | 3400 | 3400 | 2700 | 2700 | 3519 | 3519 | 2794.5 | 2794.5
| TOTAL |  |  |  | 31860 |  | 27400 |  | 32975.1 |  | 28359

## CL-20
LABOUR SCHEDULE CL-20
LABOUR SCHEDULE FOR CHEMICAL EARTHING OF METERING EQUIPMENT IN THE PREMISES OF HT CONSUMER
S. No. | Particulars | Unit | Qty. | 2020-21 |  | 2022-23
|  |  |  | Rate | Amt. | Rate | Amt.
1 | Pit digging for Rod Earthing | No | 1 | 1500 | 1500 | 1552.5 | 1552.5
2 | Fixing of rod earthing (Chemical Earthing) | No | 1 | 445 | 445 | 460.575 | 460.575
3 | Laying of M.S. strip from Metering Equipment to earth pit | No | 1 | 500 | 500 | 517.5 | 517.5
4 | Fixing of G.I. Washer with nut- bolts | Set | 1 | 75 | 75 | 77.625 | 77.625
| TOTAL |  |  |  | 2520 |  | 2608.2
Note :- | Chemical Earthing consists of Galvanized Mild Steel pipe of size 2000 mm x 50 mmn outer diameter or higher size as per site conditions, filled with a highly conductive material and a GI strip minimum 16 mm x 3 mm covering total of pipe, forming the electrode for obtaining earth resistance less than 1 Ohm.

## CL-21
LABOUR SCHEDULE CL-21
LABOUR SCHEDULE FOR 11 kV CAPACITOR BANK TO BE INSTALLED AT 11 kV LINE D.P. STRUCTURE
S. No. | Particulars | Unit | Qty. | 2020-21 |  | 2022-23
|  |  |  | Rate | Amt. | Rate | Amt.
1 | Pole pit digging | No | 2 | 325 | 650 | 336.375 | 672.75
2 | Stay pit digging | No | 4 | 290 | 1160 | 300.15 | 1200.6
3 | Shifting of material to pole pits | Set | 1 | 150 | 150 | 155.25 | 155.25
4 | Transportation of pole from road side to pole pit | Each | 2 | 300 | 600 | 310.5 | 621
5 | D.C. X-arm fixing complete including insulators and H.W. | Each | 2 | 250 | 500 | 258.75 | 517.5
6 | Pole erection complete including earthing | Each | 2 | 1000 | 2000 | 1035 | 2070
7 | Stay erection complete | Each | 4 | 200 | 800 | 207 | 828
8 | Fixing of L.A. set | Set | 1 | 190 | 190 | 196.65 | 196.65
9 | Fixing of D.O. fuse with base channel | Set | 1 | 250 | 250 | 258.75 | 258.75
10 | Painting of cross arms | Each | 2 | 100 | 200 | 103.5 | 207
11 | Handling and installation of 121 kVAR Capacitor Bank on structure | No | 6 | 450 | 2700 | 465.75 | 2794.5
12 | Fixing of 11 kV A.B. Switch | Set | 1 | 2000 | 2000 | 2070 | 2070
13 | Earthing of Capacitor Bank including pit digging, laying & connecting wires | Set | 1 | 963.58 | 963.58 | 997.3053 | 997.3053
14 | Anticlimbing Devices & Danger Board fixing | No | 1 | 90 | 90 | 93.15 | 93.15
| TOTAL |  |  |  | 12253.58 |  | 12682.4553

## DL-1
LABOUR SCHEDULE DL-1
LABOUR SCHEDULE OF LT LINE ON PCC SUPPORTS PER KM.
S.No. | Particulars | Unit | Qty. | Rate for 2015-2016 |  |  |  | Rate for 2016-2017 |  |  |  | Rate for 2017-2018 |  |  |  | Year 2018-19 |  |  |  | Year 2019-20 |  |  |  | Year 2020-21 |  |  |  | Year 2022-23
|  |  |  | Rate | 3 P 5 W | 3 P 4 W | 1 P 3 W | Rate | 3 P 5 W | 3 P 4 W | 1 P 3 W | Rate | 3 P 5 W | 3 P 4 W | 1 P 3 W | Rate | 3 P 5 W | 3 P 4 W | 1 P 3 W | Rate | 3 P 5 W | 3 P 4 W | 1 P 3 W | Rate | 3 P 5 W | 3 P 4 W | 1 P 3 W | Rate | 3 P 5 W | 3 P 4 W | 1 P 3 W
1 | Survey | Km. | 1 | 3013.4119 | 3013.4119 | 3013.4119 | 3013.4119 | 3200.7587 | 3200.7587 | 3200.7587 | 3200.7587 | 3389.6035 | 3389.6035 | 3389.6035 | 3389.6035 | 4331.2354 | 4331.2354 | 4331.2354 | 4331.2354 | 4558.1921 | 4558.1921 | 4558.1921 | 4558.1921 | 2500 | 2500 | 2500 | 2500 | 2587.5 | 2587.5 | 2500 | 2587.5
2 | Tree cutting | Km. | 1
3 | Approach Clearance | Km. | 1
4 | Pit digging | No. | 17 | 200.8941 | 3415.2002 | 3415.2002 | 3415.2002 | 213.3839 | 3627.5266 | 3627.5266 | 3627.5266 | 225.9736 | 3841.5506 | 3841.5506 | 3841.5506 | 288.749 | 4908.7334 | 4908.7334 | 4908.7334 | 303.8795 | 5165.951 | 5165.951 | 5165.951 | 325 | 5525 | 5525 | 5525 | 336.375 | 5718.375 | 5718.375 | 5718.375
5 | Shifting of materials to pole pits | No. | 17 | 40.1788 | 683.04 | 683.04 | 683.04 | 42.6768 | 725.5053 | 725.5053 | 725.5053 | 45.1947 | 768.3101 | 768.3101 | 768.3101 | 57.7498 | 981.7467 | 981.7467 | 981.7467 | 60.7759 | 1033.1902 | 1033.1902 | 1033.1902 | 60.78 | 1033.26 | 1033.26 | 1033.26 | 62.9073 | 1069.4241 | 1069.4241 | 1069.4241
6 | Stay Pit digging | No. | 9 | 180.8047 | 1627.2424 | 1627.2424 | 1627.2424 | 192.0455 | 1728.4097 | 1728.4097 | 1728.4097 | 203.3762 | 1830.3859 | 1830.3859 | 1830.3859 | 259.8741 | 2338.8671 | 2338.8671 | 2338.8671 | 273.4915 | 2461.4237 | 2461.4237 | 2461.4237 | 290 | 2610 | 2610 | 2610 | 300.15 | 2701.35 | 2701.35 | 2701.35
7 | Transportation of pole from road side to pole pit for a lead of 1 Km. | No. | 17 | 200.8941 | 3415.2002 | 3415.2002 | 3415.2002 | 213.3839 | 3627.5266 | 3627.5266 | 3627.5266 | 225.9736 | 3841.5506 | 3841.5506 | 3841.5506 | 288.749 | 4908.7334 | 4908.7334 | 4908.7334 | 303.8795 | 5165.951 | 5165.951 | 5165.951 | 300 | 5100 | 5100 | 5100 | 310.5 | 5278.5 | 5278.5 | 5278.5
8 | Fixing of LT clamps complete per location including insulator fixing | No. | 22 | 50.2235 | 1104.9177 | 1104.9177 | 1104.9177 | 53.346 | 1173.6115 | 1173.6115 | 1173.6115 | 56.4934 | 1242.8546 | 1242.8546 | 1242.8546 | 72.1873 | 1588.1196 | 1588.1196 | 1588.1196 | 75.9699 | 1671.3371 | 1671.3371 | 1671.3371 | 75.97 | 1671.34 | 1671.34 | 1671.34 | 78.629 | 1729.8369 | 1729.8369 | 1729.8369
9 | Pole erection complete with earthing | No. | 17 | 502.2353 | 8538.0004 | 8538.0004 | 8538.0004 | 533.4598 | 9068.8164 | 9068.8164 | 9068.8164 | 564.9339 | 9603.8766 | 9603.8766 | 9603.8766 | 721.8726 | 12271.8335 | 12271.8335 | 12271.8335 | 759.6987 | 12914.8776 | 12914.8776 | 12914.8776 | 1000 | 17000 | 17000 | 17000 | 1035 | 17595 | 17595 | 17595
10 | Concreting of stay and base pad for poles | Cft. | 100 | 16.0715 | 1607.153 | 1607.153 | 1607.153 | 17.0707 | 1707.0713 | 1707.0713 | 1707.0713 | 18.0779 | 1807.7885 | 1807.7885 | 1807.7885 | 23.0999 | 2309.9922 | 2309.9922 | 2309.9922 | 24.3104 | 2431.0358 | 2431.0358 | 2431.0358 | 24.31 | 0 | 0 | 0 | 25.1608 | 2516.085 | 2516.085 | 2516.085
11 | Stay erection complete | No. | 9 | 140.6259 | 1265.633 | 1265.633 | 1265.633 | 149.3687 | 1344.3187 | 1344.3187 | 1344.3187 | 158.1815 | 1423.6335 | 1423.6335 | 1423.6335 | 202.1243 | 1819.1189 | 1819.1189 | 1819.1189 | 212.7156 | 1914.4407 | 1914.4407 | 1914.4407 | 200 | 1800 | 1800 | 1800 | 207 | 1863 | 1863 | 1863
12 | Painting of cross arm and numbering of poles. | No. | 22 | 40.1788 | 883.9342 | 883.9342 | 883.9342 | 42.6768 | 938.8892 | 938.8892 | 938.8892 | 45.1947 | 994.2837 | 994.2837 | 994.2837 | 57.7498 | 1270.4957 | 1270.4957 | 1270.4957 | 60.7759 | 1337.0697 | 1337.0697 | 1337.0697 | 60.78 | 1337.16 | 1337.16 | 1337.16 | 62.9073 | 1383.9606 | 1383.9606 | 1383.9606
13 | Carpet guarding | Span | 1 | 602.6824 | 602.6824 | 602.6824 | 602.6824 | 640.1517 | 640.1517 | 640.1517 | 640.1517 | 677.9207 | 677.9207 | 677.9207 | 677.9207 | 866.2471 | 866.2471 | 866.2471 | 866.2471 | 911.6384 | 911.6384 | 911.6384 | 911.6384 | 1011 | 1011 | 1011 | 1011 | 1046.385 | 1046.385 | 1046.385 | 1046.385
14 | Diamond Guarding | Pair | 17 | 40.1788 | 683.04 | 683.04 | 683.04 | 42.6768 | 725.5053 | 725.5053 | 725.5053 | 45.1947 | 768.3101 | 768.3101 | 768.3101 | 57.7498 | 981.7467 | 981.7467 | 981.7467 | 60.7759 | 1033.1902 | 1033.1902 | 1033.1902 | 60.78 | 1033.26 | 1033.26 | 1033.26 | 62.9073 | 1069.4241 | 1069.4241 | 1069.4241
| TOTAL |  |  |  | 26839.4554 | 26839.4554 | 26839.4554 |  | 28508.0912 | 28508.0912 | 28508.0912 |  | 30190.0686 | 30190.0686 | 30190.0686 |  | 38576.8697 | 38576.8697 | 38576.8697 |  | 40598.2976 | 40598.2976 | 40598.2976 |  | 40621.02 | 40621.02 | 40621.02 |  | 44558.8407 | 44471.3407 | 44558.8407
15 | Stringing of line
| (i) 3P 5W (4 Weasel + 1 Squirrel) | Each | 5 |  | 11031.0224 | 0 | 0 |  | 11716.8321 | 0 | 0 |  | 12408.1252 | 0 | 0 |  | 15855.1024 | 0 | 0 |  | 16685.9098 | 0 | 0 |  | 15000 | 0 | 0 |  | 15525 | 0 | 0
| (ii) 3P 4W (3 Weasel + 1 Squirrel) | Each | 4 |  | 0 | 8783.9623 | 0 |  | 0 | 9330.07 | 0 |  | 0 | 9880.5442 | 0 |  | 0 | 12625.3593 | 0 |  | 0 | 13286.9282 | 0 |  | 0 | 12000 | 0 |  | 0 | 12420 | 0
| (ii) 1P 3W (2 Weasel + 1 Squirrel) | Each | 3 |  |  |  | 6536.9022 |  |  |  | 6943.3079 |  |  |  | 6943.3079 |  | 0 | 0 | 8872.1589 |  | 0 | 0 | 9337.06 |  | 0 | 0 | 9000 |  | 0 | 0 | 9315
[5 empty] | 35269.486 | 33201.4458 | 31133.4056 |  | 40224.9234 | 37838.1613 | 35451.3992 |  | 42598.1939 | 40070.6128 | 37133.3765 |  | 54431.9721 | 51202.229 | 47449.0286 |  | 57284.2074 | 53885.2258 | 49935.3577 |  | 55621.02 | 52621.02 | 49621.02 |  | 60083.8407 | 56891.3407 | 53873.8407
1. The rates are proposed for normal soil conditions. In case of soft rock & hard rock, the rates of pit digging will be taken as two times and ten times respectively as compare to the rates applicable for normal soil.
S.K. Gajpal Superintending Engineer (STN) O/o ED (Project), CSPDCL, Raipur

## DL-2
LABOUR SCHEDULE DL-2
LABOUR CHARGES PER KM. OF LT LINE ON R.S. JOIST
S. No. | Particulars | Unit | Qty. | 3P 5W LT line on RSJ 125x70 mm Max span 45 Mtr. | [9 empty] | Qty. | 3P 5W LT line on RSJ 175x85 mm Max span 65 Mtr. | [7 empty] | 3P 5W LT line on RSJ 125x70 mm Max span 65 Mtr. |  | Qty. | 3P 5W LT line on RSJ 175x85 mm Max span 65 Mtr. |  | Qty. | 3P 5W LT line on RSJ 125x70 mm Max span 65 Mtr. |  | Qty. | 3P 5W LT line on RSJ 175x85 mm Max span 65 Mtr.
|  |  |  | 2015-16 |  | 2016-17 |  | 2017-18 |  | Year 2018-19 |  | Year 2019-20 |  |  | 2016-17 |  | 2017-18 |  | Year 2018-19 |  | Year 2019-20 |  | 2020-21 |  |  | 2020-21 |  |  | 2022-23 |  |  | 2022-23
|  |  |  | Rate | Amount | Rate | Amount | Rate | Amount | Rate | Amount | Rate | Amount |  | Rate | Amount | Rate | Amount | Rate | Amount | Rate | Amount | Rate | Amount |  | Rate | Amount |  | Rate | Amount |  | Rate | Amount
1 | Survey | Km. | 1 | 3013.4119 | 3013.4119 | 3200.7587 | 3200.7587 | 3389.6035 | 3389.6035 | 4331.2354 | 4331.2354 | 4558.1921 | 4558.1921 | 1 | 3200.7587 | 3200.7587 | 3389.6035 | 3389.6035 | 4331.2354 | 4331.2354 | 4558.1921 | 4558.1921 | 2500 | 2500 | 1 | 2500 | 2500 | 1 | 2587.5 | 2587.5 | 1 | 2587.5 | 2587.5
2 | Tree cutting | Km. | 1 | [10 empty] | 1 | [10 empty] | 1 |  |  | 1 |  |  | 1
3 | Approach Clearance | Km. | 1 | [10 empty] | 1 | [10 empty] | 1 |  |  | 1 |  |  | 1
4 | Pit digging | No. | 22 | 200.8941 | 4419.6708 | 213.3839 | 4694.4462 | 225.9736 | 4971.4185 | 288.749 | 6352.4785 | 303.8795 | 6685.3484 | 15 | 213.3839 | 3200.7587 | 225.9736 | 3389.6035 | 288.749 | 4331.2354 | 303.8795 | 4558.1921 | 325 | 7150 | 15 | 325 | 4875 | 22 | 336.375 | 7400.25 | 15 | 336.375 | 5045.625
5 | Shifting of materials to pole pits | No. | 22 | 40.1788 | 883.9342 | 42.6768 | 938.8892 | 45.1947 | 994.2837 | 57.7498 | 1270.4957 | 60.7759 | 1337.0697 | 15 | 42.6768 | 640.1517 | 45.1947 | 677.9207 | 57.7498 | 866.2471 | 60.7759 | 911.6384 | 60.78 | 911.7 | 15 | 60.78 | 911.7 | 22 | 62.9073 | 1383.9606 | 15 | 62.9073 | 943.6095
6 | Stay pit digging | No. | 12 | 180.8047 | 2169.6566 | 192.0455 | 2304.5463 | 203.3762 | 2440.5145 | 259.8741 | 3118.4895 | 273.4915 | 3281.8983 | 9 | 192.0455 | 1728.4097 | 203.3762 | 1830.3859 | 259.8741 | 2338.8671 | 273.4915 | 2461.4237 | 290 | 3480 | 9 | 290 | 2610 | 12 | 300.15 | 3601.8 | 9 | 300.15 | 2701.35
7 | Transportation of pole from road side to pole pit for a lead of 1 Km. | No. | 22 | 160.7153 | 3535.7366 | 170.7071 | 3755.5569 | 180.7789 | 3977.1348 | 230.9992 | 5081.9828 | 243.1036 | 5348.2787 | 15 | 213.3839 | 3200.7587 | 225.9736 | 3389.6035 | 288.749 | 4331.2354 | 303.8795 | 4558.1921 | 300 | 6600 | 15 | 300 | 4500 | 22 | 310.5 | 6831 | 15 | 310.5 | 4657.5
8 | Fixing of 5 Pin cross arm | No. | 27 | 50.2235 | 1356.0354 | 53.346 | 1440.3414 | 56.4934 | 1525.3216 | 72.1873 | 1949.0559 | 75.9699 | 2051.1864 | 20 | 53.346 | 1066.9196 | 56.4934 | 1129.8678 | 72.1873 | 1443.7451 | 75.9699 | 1519.3974 | 75.97 | 2051.19 | 20 | 75.97 | 1519.4 | 27 | 78.629 | 2122.9817 | 20 | 78.629 | 1572.579
9 | Pole erection complete with earthing | No. | 22 | 401.7883 | 8839.3416 | 426.7678 | 9388.8923 | 451.9471 | 9942.837 | 577.498 | 12704.9571 | 607.7589 | 13370.6968 | 15 | 533.4598 | 8001.8969 | 564.9339 | 8474.0088 | 721.8726 | 10828.0884 | 759.6987 | 11395.4803 | 800 | 17600 | 15 | 1315 | 19725 | 22 | 828 | 18216 | 15 | 1361.025 | 20415.375
10 | Concreting of supports | Cft. | 508 | 16.0715 | 8164.3373 | 17.0707 | 8671.9224 | 18.0779 | 9183.5658 | 23.0999 | 11734.7604 | 24.3104 | 12349.6618 | 352 | 17.0707 | 6008.8911 | 18.0779 | 6363.4157 | 23.0999 | 8131.1725 | 24.3104 | 8557.246 | 0 | 0 | 352 | 0 | 0 | 508 | 0 | 0 | 352 | 0 | 0
11 | Stay erection complete | No. | 12 | 200.8941 | 2410.7295 | 213.3839 | 2560.607 | 225.9736 | 2711.6828 | 288.749 | 3464.9883 | 303.8795 | 3646.5537 | 9 | 149.3687 | 1344.3187 | 158.1815 | 1423.6335 | 202.1243 | 1819.1189 | 212.7156 | 1914.4407 | 200 | 2400 | 9 | 200 | 1800 | 12 | 207 | 2484 | 9 | 207 | 1863
12 | Painting of cross arm, pole and numbering of poles | No. | 22 | 200.8941 | 4419.6708 | 213.3839 | 4694.4462 | 225.9736 | 4971.4185 | 288.749 | 6352.4785 | 303.8795 | 6685.3484 | 15 | 213.3839 | 3200.7587 | 225.9736 | 3389.6035 | 288.749 | 4331.2354 | 303.8795 | 4558.1921 | 350 | 7700 | 15 | 350 | 5250 | 22 | 362.25 | 7969.5 | 15 | 362.25 | 5433.75
13 | Carpet guarding | Span | 1 | 602.6824 | 602.6824 | 640.1517 | 640.1517 | 677.9207 | 677.9207 | 866.2471 | 866.2471 | 911.6384 | 911.6384 | 1 | 640.1517 | 640.1517 | 677.9207 | 677.9207 | 866.2471 | 866.2471 | 911.6384 | 911.6384 | 1011 | 1011 | 1 | 1011 | 1011 | 1 | 1046.385 | 1046.385 | 1 | 1046.385 | 1046.385
14 | Diamond guarding | Pair | 22 | 40.1788 | 883.9342 | 42.6768 | 938.8892 | 45.1947 | 994.2837 | 57.7498 | 1270.4957 | 60.7759 | 1337.0697 | 15 | 42.6768 | 640.1517 | 45.1947 | 677.9207 | 57.7498 | 866.2471 | 60.7759 | 911.6384 | 60.78 | 1337.16 | 15 | 60.78 | 911.7 | 22 | 62.9073 | 1383.9606 | 15 | 62.9073 | 943.6095
| TOTAL |  |  |  | 40699.1413 |  | 43229.4476 |  | 45779.985 |  | 58497.6649 |  | 61562.9425 |  |  | 32873.9262 |  | 34813.4878 |  | 44484.6747 |  | 46815.6717 |  | 52741.05 |  |  | 45613.8 |  |  | 55027.3379 |  |  | 47210.283
15 | Stringing of line 3 Ph. 5 Wire | Each | 5 |  | 8344.833 |  | 8863.6396 |  | 9386.5943 |  | 11994.1902 |  | 12622.6858 | 5 |  | 11522.7315 |  | 12202.5726 |  | 15592.4473 |  | 16409.4916 |  | 15000 | 5 |  | 15000 | 5 |  | 15525 | 5 |  | 15525
[5 empty] | 49043.9743 |  | 52093.0872 |  | 55166.5794 |  | 70491.8551 |  | 74185.6283 |  |  | 44396.6576 |  | 47016.0604 |  | 60077.122 |  | 63225.1632 |  | 67741.05 |  |  | 60613.8 |  |  | 70552.3378 |  |  | 62735.283
1. The rates are proposed for normal soil conditions. In case of soft rock & hard rock, the rates of pit digging will be taken as two times and ten times respectively as compared to the rates applicable for normal soil.

## DL-3
LABOUR SCHEDULE DL-3 (E-1)
LABOUR SCHEDULE FOR CONVERSION OF LT LINE INTO 11 kV LINE
S. No. | Particular | Unit | Qty. | Year 2015-16 |  | Year 2016-17 |  | Year 2017-18 |  | Year 2018-19 |  | Year 2019-20 |  | Year 2020-21 |  | Year 2022-23
|  |  |  | Rate | Amount | Rate | Amount | Rate | Amount | Rate | Amount | Rate | Amount | Rate | Amount | Rate | Amount
1 | Survey | Km. | 1 | 1506.706 | 1506.706 | 1600.3794 | 1600.3794 | 1694.8018 | 1694.8018 | 2165.6177 | 2165.6177 | 2279.0961 | 2279.0961 | 2500 | 2500 | 2587.5 | 2587.5
2 | Tree cutting | Km. | 1
3 | Approach Clearance | Km. | 1
4 | Pit digging for 140 Kg PCC pole | No. | 1 | 200.8941 | 200.8941 | 213.3839 | 213.3839 | 225.9736 | 225.9736 | 288.749 | 288.749 | 303.8795 | 303.8795 | 325 | 325 | 336.375 | 336.375
5 | Transportation of PCC pole from road side to pole pit. | No. | 1 | 200.8941 | 200.8941 | 213.3839 | 213.3839 | 225.9736 | 225.9736 | 288.749 | 288.749 | 303.8795 | 303.8795 | 300 | 300 | 310.5 | 310.5
6 | Pole erection complete earthing | No. | 1 | 502.2353 | 502.2353 | 533.4598 | 533.4598 | 564.9339 | 564.9339 | 721.8726 | 721.8726 | 759.6987 | 759.6987 | 1000 | 1000 | 1035 | 1035
7 | Dismantalling of L.T. cross arm | No. | 17 | 46.2056 | 785.496 | 49.0783 | 834.3311 | 51.9739 | 883.5566 | 66.4123 | 1129.0087 | 69.8923 | 1188.1687 | 69.89 | 1188.13 | 72.3362 | 1229.7145
8 | Dismantalling of L.T. conductor 3 Phase 4 wire | Km. | 4 | 1104.9177 | 4419.6708 | 1173.6115 | 4694.4462 | 1242.8546 | 4971.4185 | 1588.1196 | 6352.4785 | 1671.3371 | 6685.3484 | 1871.34 | 7485.36 | 1936.8369 | 7747.3476
9 | Shifting of material to pole pits | No. | 17 | 40.1788 | 683.04 | 42.6768 | 725.5053 | 45.1947 | 768.3101 | 57.7498 | 981.7467 | 60.7759 | 1033.1902 | 60.78 | 1033.26 | 62.9073 | 1069.4241
10 | V cross arm and top clamp fixing complete | No. | 17 | 60.2682 | 1024.5601 | 64.0152 | 1088.258 | 67.7921 | 1152.4652 | 86.6247 | 1472.62 | 91.1638 | 1549.7853 | 91.16 | 1549.72 | 94.3506 | 1603.9602
11 | Earthing of metallic parts (V-cross and top clamp) | No. | 17 | 140.6259 | 2390.6401 | 149.3687 | 2539.2686 | 158.1815 | 2689.0855 | 202.1243 | 3436.1134 | 212.7156 | 3616.1657 | 212.72 | 3616.24 | 220.1652 | 3742.8084
12 | Pin insulator fixing with GI pin | No. | 51 | 14.0626 | 717.192 | 14.9369 | 761.7806 | 15.8181 | 806.7256 | 20.2124 | 1030.834 | 21.2716 | 1084.8497 | 21.27 | 1084.77 | 22.0145 | 1122.7369
13 | Anti climbing devices and danger board. | No. | 17 | 50.2235 | 853.8 | 53.346 | 906.8816 | 56.4934 | 960.3877 | 72.1873 | 1227.1834 | 75.9699 | 1291.4878 | 75.97 | 1291.49 | 78.629 | 1336.6922
14 | Painting of cross arm, pole and numbering of poles | No. | 17 | 50.2235 | 853.8 | 53.346 | 906.8816 | 56.4934 | 960.3877 | 72.1873 | 1227.1834 | 75.9699 | 1291.4878 | 75.97 | 1291.49 | 78.629 | 1336.6922
15 | Stringing of line weasel / Rabbit all three conductor with binding on insulators | Km. | 1 | 6629.5062 | 6629.5062 | 7041.6692 | 7041.6692 | 7457.1277 | 7457.1277 | 9528.7178 | 9528.7178 | 10028.0226 | 10028.0226 | 9000 | 9000 | 9315 | 9315
16 | Carpet guarding. | No. | 1 | 1004.4706 | 1004.4706 | 1066.9196 | 1066.9196 | 1129.8678 | 1129.8678 | 1443.7451 | 1443.7451 | 1519.3974 | 1519.3974 | 1519.4 | 1519.4 | 1572.579 | 1572.579
17 | Twisting of jointing sleeves | No. | 3 | 44.1967 | 132.5901 | 46.9445 | 140.8334 | 49.7142 | 149.1426 | 63.5248 | 190.5744 | 66.8535 | 200.5605 | 66.85 | 200.55 | 69.1898 | 207.5693
18 | Re-aligning of leaning PCC pole | No. | 5 | 261.1624 | 1305.8118 | 277.3991 | 1386.9955 | 293.7656 | 1468.8282 | 375.3737 | 1876.8687 | 395.0433 | 1975.2166 | 495.04 | 2475.2 | 512.3664 | 2561.832
| TOTAL |  |  |  | 23211.3075 |  | 24654.3777 |  | 26108.986 |  | 33362.0623 |  | 35110.2344 |  | 35860.61 |  | 37115.7314
Note:- | In 3 Phase 4 Wire LT system, 4th conductor i.e. neutral conductor will be returned to area stores and depreciated value of neutral conductor will be reduced at the time of estimate framing. L.T. R, Y and B Phase conductor will be reutilised and where ever new conductor for 11 KV line required, the same may be incorporated in the estimate.

## DL-4
LABOUR SCHEDULE DL-4
LABOUR SCHEDULE PER KM. OF LT LINE CONVERSION MAX. SPAN OF 45 MTR.
S. No. | Particulars | Unit | Rate Year 2015-16 | 1 Ph. 2 Wire to 1 Ph. 3 Wire Conversion |  | 1 Ph. 2 Wire to 3 Ph. 4 Wire Conversion |  | 1 Ph. 3 Wire to 3 Ph. 4 Wire Conversion |  | 1 Ph. 3 Wire to 3 Ph. 5 Wire Conversion |  | Rate Year 2016-17 | 1 Ph. 2 Wire to 1 Ph. 3 Wire Conversion |  | 1 Ph. 2 Wire to 3 Ph. 4 Wire Conversion |  | 1 Ph. 3 Wire to 3 Ph. 4 Wire Conversion |  | 1 Ph. 3 Wire to 3 Ph. 5 Wire Conversion |  | Rate Year 2017-18 | 1 Ph. 2 Wire to 1 Ph. 3 Wire Conversion |  | 1 Ph. 2 Wire to 3 Ph. 4 Wire Conversion |  | 1 Ph. 3 Wire to 3 Ph. 4 Wire Conversion |  | 1 Ph. 3 Wire to 3 Ph. 5 Wire Conversion |  | Year 2018-19 | 1 Ph. 2 Wire to 1 Ph. 3 Wire Conversion |  | 1 Ph. 2 Wire to 3 Ph. 4 Wire Conversion |  | 1 Ph. 3 Wire to 3 Ph. 4 Wire Conversion |  | 1 Ph. 3 Wire to 3 Ph. 5 Wire Conversion |  | Year 2019-20 | 1 Ph. 2 Wire to 1 Ph. 3 Wire Conversion |  | 1 Ph. 2 Wire to 3 Ph. 4 Wire Conversion |  | 1 Ph. 3 Wire to 3 Ph. 4 Wire Conversion |  | 1 Ph. 3 Wire to 3 Ph. 5 Wire Conversion |  | Rate 2020-21 | 1 Ph. 2 Wire to 1 Ph. 3 Wire Conversion |  | 1 Ph. 2 Wire to 3 Ph. 4 Wire Conversion |  | 1 Ph. 3 Wire to 3 Ph. 4 Wire Conversion |  | 1 Ph. 3 Wire to 3 Ph. 5 Wire Conversion |  | Rate 2022-23 | 1 Ph. 2 Wire to 1 Ph. 3 Wire Conversion |  | 1 Ph. 2 Wire to 3 Ph. 4 Wire Conversion |  | 1 Ph. 3 Wire to 3 Ph. 4 Wire Conversion |  | 1 Ph. 3 Wire to 3 Ph. 5 Wire Conversion
|  |  |  | Year 2015-16 |  | Year 2015-16 |  | Year 2015-16 |  | Year 2015-16 |  |  | Year 2016-17 |  | Year 2016-17 |  | Year 2016-17 |  | Year 2016-17 |  |  | Year 2017-18 |  | Year 2017-18 |  | Year 2017-18 |  | Year 2017-18 |  |  | Year 2018-19 |  | Year 2018-19 |  | Year 2018-19 |  | Year 2018-19 |  |  | Year 2019-20 | [8 empty] | Year 2020-21 | [8 empty] | Year 2022-23
|  |  |  | Qty. | Amount | Qty. | Amount | Qty. | Amount | Qty. | Amount |  | Qty. | Amount | Qty. | Amount | Qty. | Amount | Qty. | Amount |  | Qty. | Amount | Qty. | Amount | Qty. | Amount | Qty. | Amount |  | Qty. | Amount | Qty. | Amount | Qty. | Amount | Qty. | Amount |  | Qty. | Amount | Qty. | Amount | Qty. | Amount | Qty. | Amount |  | Qty. | Amount | Qty. | Amount | Qty. | Amount | Qty. | Amount |  | Qty. | Amount | Qty. | Amount | Qty. | Amount | Qty. | Amount
1 | Shifting of materials to pole-pit | No. | 50.2235 | 22 | 1104.9177 | 22 | 1104.9177 | 22 | 1104.9177 | 22 | 1104.9177 | 53.346 | 22 | 1173.6115 | 22 | 1173.6115 | 22 | 1173.6115 | 22 | 1173.6115 | 56.4934 | 22 | 1242.8546 | 22 | 1242.8546 | 22 | 1242.8546 | 22 | 1242.8546 | 72.1873 | 22 | 1588.1196 | 22 | 1588.1196 | 22 | 1588.1196 | 22 | 1588.1196 | 75.9699 | 22 | 1671.3371 | 22 | 1671.3371 | 22 | 1671.3371 | 22 | 1671.3371 | 75.97 | 22 | 1671.34 | 22 | 1671.34 | 22 | 1671.34 | 22 | 1671.34 | 78.629 | 22 | 1729.8369 | 22 | 1729.8369 | 22 | 1729.8369 | 22 | 1729.8369
2 | Fixing of LT cross arm & shackle insulator per location | No. | 90.4024 | 24 | 2169.6566 | 24 | 2169.6566 | 24 | 2169.6566 | 24 | 2169.6566 | 96.0228 | 24 | 2304.5463 | 24 | 2304.5463 | 24 | 2304.5463 | 24 | 2304.5463 | 101.6881 | 24 | 2440.5145 | 24 | 2440.5145 | 24 | 2440.5145 | 24 | 2440.5145 | 129.9371 | 24 | 3118.4895 | 24 | 3118.4895 | 24 | 3118.4895 | 24 | 3118.4895 | 136.7458 | 24 | 3281.8983 | 24 | 3281.8983 | 24 | 3281.8983 | 24 | 3281.8983 | 130 | 24 | 3120 | 24 | 3120 | 24 | 3120 | 24 | 3120 | 134.55 | 24 | 3229.2 | 24 | 3229.2 | 24 | 3229.2 | 24 | 3229.2
3 | Painting of LT cross arm | No. | 20.0894 | 24 | 482.1459 | 24 | 482.1459 | 24 | 482.1459 | 24 | 482.1459 | 21.3384 | 24 | 512.1214 | 24 | 512.1214 | 24 | 512.1214 | 24 | 512.1214 | 22.5974 | 24 | 542.3366 | 24 | 542.3366 | 24 | 542.3366 | 24 | 542.3366 | 28.8749 | 24 | 692.9977 | 24 | 692.9977 | 24 | 692.9977 | 24 | 692.9977 | 30.3879 | 24 | 729.3107 | 24 | 729.3107 | 24 | 729.3107 | 24 | 729.3107 | 24 | 24 | 576 | 24 | 576 | 24 | 576 | 24 | 576 | 24.84 | 24 | 596.16 | 24 | 596.16 | 24 | 596.16 | 24 | 596.16
4 | Stringing of conductor | Each wire | 4258.9555 | 1 | 4258.9555 | 2 | 8517.911 | 1 | 4258.9555 | 2 | 8517.911 | 4523.739 | 1 | 4523.739 | 2 | 9047.4781 | 1 | 4523.739 | 2 | 9047.4781 | 4790.6396 | 1 | 4790.6396 | 2 | 9581.2793 | 1 | 4790.6396 | 2 | 9581.2793 | 6121.4793 | 1 | 6121.4793 | 2 | 12242.9586 | 1 | 6121.4793 | 2 | 12242.9586 | 6442.2448 | 1 | 6442.2448 | 2 | 12884.4897 | 1 | 6442.2448 | 2 | 12884.4897 | 6542.24 | 1 | 6542.24 | 2 | 13084.48 | 1 | 6542.24 | 2 | 13084.48 | 6771.2184 | 1 | 6771.2184 | 2 | 13542.4368 | 1 | 6771.2184 | 2 | 13542.4368
5 | Diamond guarding | No. | 32.1431 | 44 | 1414.2947 | 44 | 1414.2947 | 44 | 1414.2947 | 44 | 1414.2947 | 34.1414 | 44 | 1502.2228 | 44 | 1502.2228 | 44 | 1502.2228 | 44 | 1502.2228 | 36.1558 | 44 | 1590.8539 | 44 | 1590.8539 | 44 | 1590.8539 | 44 | 1590.8539 | 46.1998 | 44 | 2032.7931 | 44 | 2032.7931 | 44 | 2032.7931 | 44 | 2032.7931 | 48.6207 | 44 | 2139.3115 | 44 | 2139.3115 | 44 | 2139.3115 | 44 | 2139.3115 | 48.62 | 44 | 2139.28 | 44 | 2139.28 | 44 | 2139.28 | 44 | 2139.28 | 50.3217 | 44 | 2214.1548 | 44 | 2214.1548 | 44 | 2214.1548 | 44 | 2214.1548
| TOTAL |  |  |  | 9429.9703 |  | 13688.9259 |  | 9429.9703 |  | 13688.9259 |  |  | 10016.241 |  | 14539.9801 |  | 10016.241 |  | 14539.9801 |  |  | 10607.1993 |  | 15397.8389 |  | 10607.1993 |  | 15397.8389 |  |  | 13553.8792 |  | 19675.3585 |  | 13553.8792 |  | 19675.3585 |  |  | 14264.1025 |  | 20706.3473 |  | 14264.1025 |  | 20706.3473 |  |  | 14048.86 |  | 20591.1 |  | 14048.86 |  | 20591.1 |  |  | 14540.5701 |  | 21311.7885 |  | 14540.5701 |  | 21311.7885
C.H. Markam Superintending Engineer (City Circle-II) CSPDCL, Raipur

## DL-5
LABOUR SCHEDULE DL-5 (E-2)
LABOUR SCHEDULE FOR CONVERSION OF 1 KM. 1 PHASE 3 WIRE LT LINE INTO 11 kV LINE
S.No. | Particulars | Unit | Qty. | Year 2015-16 |  | Year 2016-17 |  | Year 2017-18 |  | Year 2018-19 |  | Year 2019-20 |  | Year 2020-21 |  | Year 2022-23
|  |  |  | Rate Rs. | Amount Rs. | Rate Rs. | Amount Rs. | Rate Rs. | Amount Rs. | Rate | Amount | Rate | Amount | Rate | Amount | Rate | Amount
1 | Survey | Km. | 1 | 1506.706 | 1506.706 | 1600.3794 | 1600.3794 | 1694.8018 | 1694.8018 | 2165.6177 | 2165.6177 | 2279.0961 | 2279.0961 | 2500 | 2500 | 2587.5 | 2587.5
2 | Tree cutting | Km. | 1
3 | Approach Clearance | Km. | 1
4 | Pit digging for 140 Kg PCC pole | No. | 1 | 200.8941 | 200.8941 | 213.3839 | 213.3839 | 225.9736 | 225.9736 | 288.749 | 288.749 | 303.8795 | 303.8795 | 325 | 325 | 336.375 | 336.375
5 | Transportation of PCC pole from road side to pole pit. | No. | 1 | 200.8941 | 200.8941 | 213.3839 | 213.3839 | 225.9736 | 225.9736 | 288.749 | 288.749 | 303.8795 | 303.8795 | 300 | 300 | 310.5 | 310.5
6 | Pole erection complete with earthing | No. | 1 | 502.2353 | 502.2353 | 533.4598 | 533.4598 | 564.9339 | 564.9339 | 721.8726 | 721.8726 | 759.6987 | 759.6987 | 1000 | 1000 | 1035 | 1035
7 | Dismantling of L.T. Cross arm. | No. | 22 | 46.2056 | 1016.5243 | 49.0783 | 1079.7226 | 51.9739 | 1143.4263 | 66.4123 | 1461.0701 | 69.8923 | 1537.6301 | 69.89 | 1537.58 | 72.3362 | 1591.3953
8 | Dismantling of LT conductor 3 phase 4 wire | Km. | 3 | 1104.9177 | 3314.7531 | 1173.6115 | 3520.8346 | 1242.8546 | 3728.5639 | 1588.1196 | 4764.3589 | 1671.3371 | 5014.0113 | 2000 | 6000 | 2070 | 6210
9 | Shifting of materials to pole pits. | No. | 22 | 40.1788 | 883.9342 | 42.6768 | 938.8892 | 45.1947 | 994.2837 | 57.7498 | 1270.4957 | 60.7759 | 1337.0697 | 60.78 | 1337.16 | 62.9073 | 1383.9606
10 | V - Cross arm and top clamp fixing complete. | No. | 22 | 60.2682 | 1325.9012 | 64.0152 | 1408.3338 | 67.7921 | 1491.4255 | 86.6247 | 1905.7436 | 91.1638 | 2005.6045 | 91.16 | 2005.52 | 94.3506 | 2075.7132
11 | Earthing of metallic parts. (V - cross and top clamp) | No. | 22 | 140.6259 | 3093.7696 | 149.3687 | 3286.1123 | 158.1815 | 3479.9929 | 202.1243 | 4446.735 | 212.7156 | 4679.7439 | 212.72 | 4679.84 | 220.1652 | 4843.6344
12 | Pin Insulator fixing with GI pins. | No. | 66 | 14.0626 | 928.1309 | 14.9369 | 985.8337 | 15.8181 | 1043.9979 | 20.2124 | 1334.0205 | 21.2716 | 1403.9232 | 21.27 | 1403.82 | 22.0145 | 1452.9537
13 | Anti Climbing devices and danger board fixing | No. | 22 | 50.2235 | 1104.9177 | 53.346 | 1173.6115 | 56.4934 | 1242.8546 | 72.1873 | 1588.1196 | 75.9699 | 1671.3371 | 75.97 | 1671.34 | 78.629 | 1729.8369
14 | Painting of cross arm, pole and numbering of poles | No. | 22 | 50.2235 | 1104.9177 | 53.346 | 1173.6115 | 56.4934 | 1242.8546 | 72.1873 | 1588.1196 | 75.9699 | 1671.3371 | 75.97 | 1671.34 | 78.629 | 1729.8369
15 | Stringing of line Weasel / Rabbit all three conductor with binding on insulators. | Km. | 1 | 6629.5062 | 6629.5062 | 7041.6692 | 7041.6692 | 7457.1277 | 7457.1277 | 9528.7178 | 9528.7178 | 10028.0226 | 10028.0226 | 9000 | 9000 | 9315 | 9315
16 | Stringing of line squirrel conductor. | Km. | 1.03 | 2209.8354 | 2276.1305 | 2347.2231 | 2417.6398 | 2485.7092 | 2560.2805 | 3176.2393 | 3271.5264 | 3342.6742 | 3442.9544 | 3542.67 | 3648.9501 | 3666.6635 | 3776.6634
17 | Carpet guarding with stay. | No. | 1 | 1004.4706 | 1004.4706 | 1066.9196 | 1066.9196 | 1129.8678 | 1129.8678 | 1443.7451 | 1443.7451 | 1519.3974 | 1519.3974 | 1519.4 | 1519.4 | 1572.579 | 1572.579
18 | Carpet guarding without stay. | No. | 21 | 120.5365 | 2531.266 | 128.0303 | 2688.6373 | 135.5841 | 2847.267 | 173.2494 | 3638.2377 | 182.3277 | 3828.8814 | 200 | 4200 | 207 | 4347
19 | Twisting for jointing sleeves | No. | 3 | 44.1967 | 132.5901 | 46.9445 | 140.8334 | 49.7142 | 149.1426 | 63.5248 | 190.5744 | 66.8535 | 200.5605 | 66.85 | 200.55 | 69.1898 | 207.5693
20 | Re-aligning of leaning PCC pole | No. | 5 | 261.1624 | 1305.8118 | 277.3991 | 1386.9955 | 293.7656 | 1468.8282 | 375.3737 | 1876.8687 | 395.0433 | 1975.2166 | 495.04 | 2475.2 | 512.3664 | 2561.832
21 | Laying of PVC insulated cable 16 sqmm 2 core unarmoured with 4 mm G.I. wire. | Mtr. | 10.5 | 472.1012 | 4957.0626 | 501.4522 | 5265.2481 | 531.0379 | 5575.8978 | 678.5602 | 7124.8822 | 714.1168 | 7498.226 | 514 | 5397 | 531.99 | 5585.895
| TOTAL |  |  |  | 34020.416 |  | 36135.4993 |  | 38267.4938 |  | 48898.2036 |  | 51460.4694 |  | 50872.7001 |  | 52653.2446

## DL-6
LABOUR SCHEDULE DL-6 (E-3)
LABOUR SCHEDULE FOR CONVERSION OF 1 KM. 3 PHASE 5 WIRE LT LINE INTO 11 kV LINE
S.No. | Particulars | Unit | Qty. | Year 2015-16 |  | Year 2016-17 |  | Year 2017-18 |  | Year 2018-19 |  | Year 2019-20 |  | Year 2020-21 |  | Year 2022-23
|  |  |  | Rate Rs. | Amount Rs. | Rate Rs. | Amount Rs. | Rate Rs. | Amount Rs. | Rate | Amount | Rate | Amount | Rate | Amount | Rate | Amount
1 | Survey | Km. | 1 | 1506.706 | 1506.706 | 1600.3794 | 1600.3794 | 1694.8018 | 1694.8018 | 2165.6177 | 2165.6177 | 2279.0961 | 2279.0961 | 2500 | 2500 | 2587.5 | 2587.5
2 | Tree cutting | Km. | 1
3 | Approach Clearance | Km. | 1
4 | Pit digging for 140 Kg PCC pole | No. | 1 | 200.8941 | 200.8941 | 213.3839 | 213.3839 | 225.9736 | 225.9736 | 288.749 | 288.749 | 303.8795 | 303.8795 | 325 | 325 | 336.375 | 336.375
5 | Transportation of PCC pole from road side to pole pit. | No. | 1 | 200.8941 | 200.8941 | 213.3839 | 213.3839 | 225.9736 | 225.9736 | 288.749 | 288.749 | 303.8795 | 303.8795 | 300 | 300 | 310.5 | 310.5
6 | Pole erection complete with earthing | No. | 1 | 502.2353 | 502.2353 | 533.4598 | 533.4598 | 564.9339 | 564.9339 | 721.8726 | 721.8726 | 759.6987 | 759.6987 | 1000 | 1000 | 1035 | 1035
7 | Dismantling of L.T. cross arm. | No. | 22 | 46.2056 | 1016.5243 | 49.0783 | 1079.7226 | 51.9739 | 1143.4263 | 66.4123 | 1461.0701 | 69.8923 | 1537.6301 | 69.89 | 1537.58 | 72.3362 | 1591.3953
8 | Dismantling of LT conductor 3 phase 4 wire | Km. | 5 | 1104.9177 | 5524.5885 | 1173.6115 | 5868.0577 | 1242.8546 | 6214.2731 | 1588.1196 | 7940.5982 | 1671.3371 | 8356.6855 | 2000 | 10000 | 2070 | 10350
9 | Shifting of materials to pole pits. | No. | 22 | 40.1788 | 883.9342 | 42.6768 | 938.8892 | 45.1947 | 994.2837 | 57.7498 | 1270.4957 | 60.7759 | 1337.0697 | 60.78 | 1337.16 | 62.9073 | 1383.9606
10 | V - Cross arm and top clamp fixing complete. | No. | 22 | 60.2682 | 1325.9012 | 64.0152 | 1408.3338 | 67.7921 | 1491.4255 | 86.6247 | 1905.7436 | 91.1638 | 2005.6045 | 91.16 | 2005.52 | 94.3506 | 2075.7132
11 | Earthing of metallic parts (V - cross and top clamp) | No. | 17 | 140.6259 | 2390.6401 | 149.3687 | 2539.2686 | 158.1815 | 2689.0855 | 202.1243 | 3436.1134 | 212.7156 | 3616.1657 | 212.72 | 3616.24 | 220.1652 | 3742.8084
12 | Pin Insulator fixing with GI pins. | No. | 66 | 14.0626 | 928.1309 | 14.9369 | 985.8337 | 15.8181 | 1043.9979 | 20.2124 | 1334.0205 | 21.2716 | 1403.9232 | 21.27 | 1403.82 | 22.0145 | 1452.9537
13 | Anti Climbing devices and danger board fixing | No. | 22 | 50.2235 | 1104.9177 | 53.346 | 1173.6115 | 56.4934 | 1242.8546 | 72.1873 | 1588.1196 | 75.9699 | 1671.3371 | 75.97 | 1671.34 | 78.629 | 1729.8369
14 | Painting of cross arm, pole and numbering of poles | No. | 22 | 50.2235 | 1104.9177 | 53.346 | 1173.6115 | 56.4934 | 1242.8546 | 72.1873 | 1588.1196 | 75.9699 | 1671.3371 | 75.97 | 1671.34 | 78.629 | 1729.8369
15 | Stringing of line Weasel / Rabbit all three conductor with binding on insulators. | Km. | 1 | 6629.5062 | 6629.5062 | 7041.6692 | 7041.6692 | 7457.1277 | 7457.1277 | 9528.7178 | 9528.7178 | 10028.0226 | 10028.0226 | 9000 | 9000 | 9315 | 9315
16 | Stringing of line squirrel Conductor. | Km. | 1.03 | 2209.8354 | 2276.1305 | 2347.2231 | 2417.6398 | 2485.7092 | 2560.2805 | 3176.2393 | 3271.5264 | 3342.6742 | 3442.9544 | 3542.67 | 3648.9501 | 3666.6635 | 3776.6634
17 | Carpet guarding with stay | No. | 1 | 1004.4706 | 1004.4706 | 1066.9196 | 1066.9196 | 1129.8678 | 1129.8678 | 1443.7451 | 1443.7451 | 1519.3974 | 1519.3974 | 1519.4 | 1519.4 | 1572.579 | 1572.579
18 | Carpet guarding without stay. | No. | 21 | 120.5365 | 2531.266 | 128.0303 | 2688.6373 | 135.5841 | 2847.267 | 173.2494 | 3638.2377 | 182.3277 | 3828.8814 | 200 | 4200 | 207 | 4347
19 | Twisting for jointing sleeves | No. | 3 | 44.1967 | 132.5901 | 46.9445 | 140.8334 | 49.7142 | 149.1426 | 63.5248 | 190.5744 | 66.8535 | 200.5605 | 66.85 | 200.55 | 69.1898 | 207.5693
20 | Re-aligning of leaning PCC pole | No. | 5 | 261.1624 | 1305.8118 | 277.3991 | 1386.9955 | 293.7656 | 1468.8282 | 375.3737 | 1876.8687 | 395.0433 | 1975.2166 | 495.04 | 2475.2 | 512.3664 | 2561.832
21 | Laying of PVC insulated cable 16 Sqmm 2 Core unarmoured with 4 mm G.I. wire | Mtr. | 10.5 | 4.7203 | 4956.3251 | 5.0138 | 5264.4647 | 5.3096 | 55.7507 | 6.7846 | 71.2382 | 714 | 7497 | 514 | 5397 | 531.99 | 5585.895
| TOTAL |  |  |  | 35526.3844 |  | 37735.0953 |  | 34442.1484 |  | 44010.1773 |  | 53738.3395 |  | 53809.1001 |  | 55692.4186

## DL-6 (A)
LABOUR SCHEDULE DL-6 (A)
LABOUR SCHEDULE FOR REPLACEMENT OF EXISTING 1 KM. 3 PHASE 5 WIRE L.T. LINE ON BARE CONDUCTOR WITH A.B. CABLE FOR URBAN AREA
S. No. | Particulars | Unit | Qty. | Year 2015-16 |  | Year 2016-17 |  | Year 2017-18 |  | Year 2018-19 |  | Year 2019-20 |  | Year 2020-21 |  | Year 2022-23
|  |  |  | Using 1100 V grade AB Cable 3x50+1x25+1x35 sqmm. |  | Using 1100 V grade AB Cable 3x50+1x25+1x35 sqmm. |  | Using 1100 V grade AB Cable 3x50+1x25+1x35 sqmm. |  | Using 1100 V grade AB Cable 3x50+1x25+1x35 sqmm. |  | Using 1100 V grade AB Cable 3x50+1x25+1x35 sqmm. |  | Using 1100 V grade AB Cable 3x50+1x25+1x35 sqmm. |  | Using 1100 V grade AB Cable 3x50+1x25+1x35 sqmm.
|  |  |  | Rate Rs. | Amount Rs. | Rate Rs. | Amount Rs. | Rate Rs. | Amount Rs. | Rate | Amount | Rate | Amount | Rate | Amount | Rate | Amount
1 | Survey | Km. | 1 | 3013.414 | 3013.414 | 3220.0288 | 3220.0288 | 3410.0105 | 3410.0105 | 4357.3114 | 4357.3114 | 4585.6345 | 4585.6345 | 2500 | 2500 | 2587.5 | 2587.5
2 | Tree cutting | Km. | 1
3 | Approach Clearance | Km. | 1
4 | Shifting of materials to pole pits. | No. | 20 | 40.1788 | 803.5765 | 42.6768 | 853.5357 | 45.1947 | 903.8943 | 57.7498 | 1154.9961 | 60.7759 | 1215.5179 | 60.78 | 1215.52 | 62.9073 | 1258.146
5 | Fixing of LT clamps complete per location including service ring, Distrbution box , piercing connector | No. | 30 | 50.2182 | 1506.5467 | 53.3403 | 1600.2102 | 56.4874 | 1694.6226 | 72.1796 | 2165.3888 | 75.9618 | 2278.8552 | 75.96 | 2278.86 | 78.6186 | 2358.558
6 | Straight through Jointing | No. | 20 | 60.2642 | 1205.2849 | 64.0109 | 1280.2186 | 67.7876 | 1355.7515 | 86.619 | 1732.3793 | 91.1578 | 1823.156 | 91.16 | 1823.16 | 94.3506 | 1887.012
7 | Stringing of 3 Phase 5 Wire (Cable ) | Each | 1 | 10848.2407 | 10848.2407 | 11522.6866 | 11522.6866 | 12202.5252 | 12202.5252 | 15592.3866 | 15592.3866 | 16409.4277 | 16409.4277 | 16000 | 16000 | 16560 | 16560
8 | Dismentling of Bare Conductor (50% of Transport & Labour Charges other than Dismentling ) |  | 0 | 0 | 11490.3666 | 0 | 12204.74 | 0 | 12924.8197 | 0 | 16515.3346 | 0 | 17380.7381 | 0 | 17380.74 | 0 | 17989.06
| TOTAL |  |  | 0 | 28867.4294 | 0 | 30681.4199 | 0 | 32491.6237 | 0 | 41517.7968 |  | 43693.3293 |  | 41198.28 |  | 42640.276
C.H. Markam Superintending Engineer (City Circle-II) CSPDCL, Raipur

## DL-6 (B)
LABOUR SCHEDULE DL-6 (B)
LABOUR SCHEDULE FOR ADDITIONAL L.T. MID SPAN JOIST SUPPORT WITH A.B. CABLE
S.No. | Particulars | Unit | Qty. | Rate for 2015-2016 |  | Rate for 2016-2017 |  | Rate for 2017-2018 |  | Year 2018-19 |  | Year 2019-20 |  | Year 2020-21 |  | Year 2022-23
|  |  |  | Rate | Amount | Rate | Amount | Rate | Amount | Rate | Amount | Rate | Amount | Rate | Amount | Rate | Amount
1 | Pit digging | No. | 1 | 200.8941 | 200.8941 | 213.3839 | 213.3839 | 225.9736 | 225.9736 | 288.749 | 288.749 | 303.8795 | 303.8795 | 325 | 325 | 336.375 | 336.375
2 | Shifting of materials to pole pits | No. | 1 | 40.1788 | 40.1788 | 42.6768 | 42.6768 | 45.1947 | 45.1947 | 57.7498 | 57.7498 | 60.7759 | 60.7759 | 60.78 | 60.78 | 62.9073 | 62.9073
3 | Transportation of pole from road side to pole pit for a lead of 1 Km. | No. | 1 | 200.8941 | 200.8941 | 213.3839 | 213.3839 | 225.9736 | 225.9736 | 288.749 | 288.749 | 303.8795 | 303.8795 | 300 | 300 | 310.5 | 310.5
4 | Fixing of LT clamps complete per location including Service ring, Distribution box, piercing connector,etc. | No. | 1 | 50.2235 | 50.2235 | 53.346 | 53.346 | 56.4934 | 56.4934 | 72.1873 | 72.1873 | 75.9699 | 75.9699 | 75.97 | 75.97 | 78.629 | 78.629
5 | Pole erection complete with earthing | No. | 1 | 502.2353 | 502.2353 | 533.4598 | 533.4598 | 564.9339 | 564.9339 | 721.8726 | 721.8726 | 759.6987 | 759.6987 | 800 | 800 | 828 | 828
6 | Concreting of base pad and pole | Cft. | 18 | 16.0715 | 289.2875 | 17.0707 | 307.2728 | 18.0779 | 325.4019 | 23.0999 | 415.7986 | 24.3104 | 437.5864 | 0 | 0 | 0 | 0
7 | Painting of cross arm and numbering of poles. | No. | 1 | 40.1788 | 40.1788 | 42.6768 | 42.6768 | 45.1947 | 45.1947 | 57.7498 | 57.7498 | 60.7759 | 60.7759 | 350 | 350 | 362.25 | 362.25
| TOTAL |  |  |  | 1323.8923 |  | 1406.2 |  | 1489.1658 |  | 1902.8561 |  | 2002.5657 |  | 1911.75 |  | 1978.6613
586.4539
The rates are proposed for normal soil conditions. In case of soft rock & hard rock, the rates of pit digging will be taken as two times and ten times respectively as compare to the rates applicable for normal soil.

## DL-7
COST SCHEDULE -- DL - 7
1 kM OF 3 PHASE 5 WIRE LINE ON 140 KG. PCC POLE 8 MTR. LONG USING AB XLPE CABLE FOR RURAL AREAS WITH MAXIMUM SPAN 50 MTRS. AND R.S. JOIST / H-BEAM POLE SUPPORT USING AB XLPE CABLE WITH MAXIMUM SPAN 50 METER URBAN AREA
|  |  |  | 2015-16 | [11 empty] | 2016-17 | [11 empty] | 2017-18 | [11 empty] | Year 2018-19 | [11 empty] | Year 2019-20 | [11 empty] | Year 2020-21 | [11 empty] | Year 2022-23
S. No. | PARTICULARS | Unit | Qty. | 140 Kg, 8.0 Mtr. long PCC support |  |  |  | RS Joist (175X85) mm 9.3 Mtr Long i.e. 19.495 kg/mtr x 9.3 mtr = 181.30 kg x 20 No = 3626.07 Kgs |  |  |  | H-BEAM 152x152 mm 37.1 Kg/Mtr 9.0 Mtr long i.e. 333.9 Kg/pole x 20 Nos = 6678 Kgs |  |  |  | 140 Kg, 8.0 Mtr. long PCC support |  |  |  | RS Joist (175X85) mm 9.3 Mtr Long i.e. 19.495 kg/mtr x 9.3 mtr = 181.30 kg x 20 No = 3626.07 Kgs |  |  |  | H-BEAM 152x152 mm 37.1 Kg/Mtr 9.0 Mtr long i.e. 333.9 Kg/pole x 20 Nos = 6678 Kgs |  |  |  | 140 Kg, 8.0 Mtr. long PCC support |  |  |  | RS Joist (175X85) mm 9.3 Mtr Long i.e. 19.495 kg/mtr x 9.3 mtr = 181.30 kg x 20 No = 3626.07 Kgs |  | RS Joist (175X85) mm 9.3 Mtr Long i.e. 19.495 kg/mtr x 9.3 mtr = 181.30 kg x 20 No = 3626.07 Kgs |  | H-BEAM 152x152 mm 37.1 Kg/Mtr 9.0 Mtr long i.e. 333.9 Kg/pole x 20 Nos = 6678 Kgs |  |  |  | 140 Kg, 8.0 Mtr. long PCC support |  |  |  | RS Joist (175X85) mm 9.3 Mtr Long i.e. 19.495 kg/mtr x 9.3 mtr = 181.30 kg x 20 No = 3626.07 Kgs |  |  |  | H-BEAM 152x152 mm 37.1 Kg/Mtr 9.0 Mtr long i.e. 333.9 Kg/pole x 20 Nos = 6678 Kgs |  |  |  | 140 Kg, 8.0 Mtr. long PCC support |  |  |  | RS Joist (175X85) mm 9.3 Mtr Long i.e. 19.495 kg/mtr x 9.3 mtr = 181.30 kg x 20 No = 3626.07 Kgs |  |  |  | H-BEAM 152x152 mm 37.1 Kg/Mtr 9.0 Mtr long i.e. 333.9 Kg/pole x 20 Nos = 6678 Kgs |  |  |  | 140 Kg, 8.0 Mtr. long PCC support |  |  |  | RS Joist (175X85) mm 9.3 Mtr Long i.e. 19.495 kg/mtr x 9.3 mtr = 181.30 kg x 20 No = 3626.07 Kgs |  |  |  | H-BEAM 152x152 mm 37.1 Kg/Mtr 9.0 Mtr long i.e. 333.9 Kg/pole x 20 Nos = 6678 Kgs |  |  |  | 140 Kg, 8.0 Mtr. long PCC support |  |  |  | RS Joist (175X85) mm 9.3 Mtr Long i.e. 19.495 kg/mtr x 9.3 mtr = 181.30 kg x 20 No = 3626.07 Kgs |  |  |  | H-BEAM 152x152 mm 37.1 Kg/Mtr 9.0 Mtr long i.e. 333.9 Kg/pole x 20 Nos = 6678 Kgs
|  |  |  | Using 1100 V grade AB Cable 3x50 + 1x25 + 1x35 sqmm. |  | Using 1100 V grade AB Cable 3x35 + 1x16 + 1x35 sqmm. |  | Using 1100 V grade AB Cable 3x50 + 1x25 + 1x35 sqmm. |  | Using 1100 V grade AB Cable 3x35 + 1x16 + 1x35 sqmm. |  | Using 1100 V grade AB Cable 3x50 + 1x25 + 1x35 sqmm. |  | Using 1100 V grade AB Cable 3x35 + 1x16 + 1x35 sqmm. |  | Using 1100 V grade AB Cable 3x50 + 1x25 + 1x35 sqmm. |  | Using 1100 V grade AB Cable 3x35 + 1x16 + 1x35 sqmm. |  | Using 1100 V grade AB Cable 3x50 + 1x25 + 1x35 sqmm. |  | Using 1100 V grade AB Cable 3x35 + 1x16 + 1x35 sqmm. |  | Using 1100 V grade AB Cable 3x50 + 1x25 + 1x35 sqmm. |  | Using 1100 V grade AB Cable 3x35 + 1x16 + 1x35 sqmm. |  | Using 1100 V grade AB Cable 3x50 + 1x25 + 1x35 sqmm. |  | Using 1100 V grade AB Cable 3x35 + 1x16 + 1x35 sqmm. |  | Using 1100 V grade AB Cable 3x50 + 1x25 + 1x35 sqmm. |  | Using 1100 V grade AB Cable 3x35 + 1x16 + 1x35 sqmm. |  | Using 1100 V grade AB Cable 3x50 + 1x25 + 1x35 sqmm. |  | Using 1100 V grade AB Cable 3x35 + 1x16 + 1x35 sqmm. |  | Using 1100 V grade AB Cable 3x50 + 1x25 + 1x35 sqmm. |  | Using 1100 V grade AB Cable 3x35 + 1x16 + 1x35 sqmm. |  | Using 1100 V grade AB Cable 3x50 + 1x25 + 1x35 sqmm. |  | Using 1100 V grade AB Cable 3x35 + 1x16 + 1x35 sqmm. |  | Using 1100 V grade AB Cable 3x50 + 1x25 + 1x35 sqmm. |  | Using 1100 V grade AB Cable 3x35 + 1x16 + 1x35 sqmm. |  | Using 1100 V grade AB Cable 3x25 + 1x16 + 1x25 sqmm. |  | Using 1100 V grade AB Cable 3x70 + 1x16 + 1x50 sqmm. |  | Using 1100 V grade AB Cable 3x25 + 1x16 + 1x25 sqmm. |  | Using 1100 V grade AB Cable 3x70 + 1x16 + 1x50 sqmm. |  | Using 1100 V grade AB Cable 3x25 + 1x16 + 1x25 sqmm. |  | Using 1100 V grade AB Cable 3x70 + 1x16 + 1x50 sqmm. |  | Using 1100 V grade AB Cable 3x25 + 1x16 + 1x25 sqmm. |  | Using 1100 V grade AB Cable 3x70 + 1x16 + 1x50 sqmm. |  | Using 1100 V grade AB Cable 3x25 + 1x16 + 1x25 sqmm. |  | Using 1100 V grade AB Cable 3x70 + 1x16 + 1x50 sqmm. |  | Using 1100 V grade AB Cable 3x25 + 1x16 + 1x25 sqmm. |  | Using 1100 V grade AB Cable 3x70 + 1x16 + 1x50 sqmm. |  | Using 1100 V grade AB Cable 3x25 + 1x16 + 1x25 sqmm. |  | Using 1100 V grade AB Cable 3x70 + 1x16 + 1x50 sqmm. |  | Using 1100 V grade AB Cable 3x25 + 1x16 + 1x25 sqmm. |  | Using 1100 V grade AB Cable 3x70 + 1x16 + 1x50 sqmm. |  | Using 1100 V grade AB Cable 3x25 + 1x16 + 1x25 sqmm. |  | Using 1100 V grade AB Cable 3x70 + 1x16 + 1x50 sqmm.
|  |  |  | Rate | Amount | Rate | Amount | Rate | Amount | Rate | Amount | Rate | Amount | Rate | Amount | Rate | Amount | Rate | Amount | Rate | Amount | Rate | Amount | Rate | Amount | Rate | Amount | Rate | Amount | Rate | Amount | Rate | Amount | Rate | Amount | Rate | Amount | Rate | Amount | Rate | Amount | Rate | Amount | Rate | Amount | Rate | Amount | Rate | Amount | Rate | Amount | Rate | Amount | Rate | Amount | Rate | Amount | Rate | Amount | Rate | Amount | Rate | Amount | Rate | Amount | Rate | Amount | Rate | Amount | Rate | Amount | Rate | Amount | Rate | Amount | Rate | Amount | Rate | Amount | Rate | Amount | Rate | Amount | Rate | Amount | Rate | Amount
1 | Survey | Km. | 1 | 0 | 3013.4126 | 0 | 3013.4126 | 0 | 3013.4126 | 0 | 3013.4126 |  | 3013.4126 |  | 3013.4126 | 0 | 3200.7594 | 0 | 3200.7594 | 0 | 3200.7594 | 0 | 3200.7594 |  | 3200.7594 |  | 3200.7594 | 0 | 3389.6042 | 0 | 3389.6042 | 0 | 3389.6042 | 0 | 3389.6042 | 0 | 3389.6042 | 0 | 3389.6042 | 4331.24 | 4331.2363 | 4331.24 | 4331.2363 | 4331.24 | 4331.2363 | 4331.24 | 4331.2363 | 4331.24 | 4331.2363 | 4331.24 | 4331.2363 | 4558.19 | 4558.1931 | 4558.19 | 4558.1931 | 4558.19 | 4558.1931 | 4558.19 | 4558.1931 | 4558.19 | 4558.1931 | 4558.19 | 4558.1931 | 2500 | 2500 | 2500 | 2500 | 2500 | 2500 | 2500 | 2500 | 2500 | 2500 | 2500 | 2500 | 2587.5 | 2587.5 | 2587.5 | 2587.5 | 2587.5 | 2587.5 | 2587.5 | 2587.5 | 2587.5 | 2587.5 | 2587.5 | 2587.5
2 | Tree cutting | Km. | 1
3 | Approach Clearance | Km. | 1
4 | Pit digging | No. | 20 | 200.8941 | 4017.8826 | 200.8941 | 4017.8826 | 200.8941 | 4017.8826 | 200.8941 | 4017.8826 | 200.8941 | 4017.8826 | 200.8941 | 4017.8826 | 213.3839 | 4267.6783 | 213.3839 | 4267.6783 | 213.3839 | 4267.6783 | 213.3839 | 4267.6783 | 213.3839 | 4267.6783 | 213.3839 | 4267.6783 | 225.9736 | 4519.4713 | 225.9736 | 4519.4713 | 225.9736 | 4519.4713 | 225.9736 | 4519.4713 | 225.9736 | 4519.4713 | 225.9736 | 4519.4713 | 288.749 | 5774.9805 | 288.749 | 5774.9805 | 288.749 | 5774.9805 | 288.749 | 5774.9805 | 288.749 | 5774.9805 | 288.749 | 5774.9805 | 303.8795 | 6077.5895 | 303.8795 | 6077.5895 | 303.8795 | 6077.5895 | 303.8795 | 6077.5895 | 303.8795 | 6077.5895 | 303.8795 | 6077.5895 | 325 | 6500 | 325 | 6500 | 325 | 6500 | 325 | 6500 | 325 | 6500 | 325 | 6500 | 336.375 | 6727.5 | 336.375 | 6727.5 | 336.375 | 6727.5 | 336.375 | 6727.5 | 336.375 | 6727.5 | 336.375 | 6727.5
5 | Shifting of materials to pole pits | No. | 20 | 40.1788 | 803.5765 | 40.1788 | 803.5765 | 40.1788 | 803.5765 | 40.1788 | 803.5765 | 40.1788 | 803.5765 | 40.1788 | 803.5765 | 42.6768 | 853.5357 | 42.6768 | 853.5357 | 42.6768 | 853.5357 | 42.6768 | 853.5357 | 42.6768 | 853.5357 | 42.6768 | 853.5357 | 45.1947 | 903.8943 | 45.1947 | 903.8943 | 45.1947 | 903.8943 | 45.1947 | 903.8943 | 45.1947 | 903.8943 | 45.1947 | 903.8943 | 57.7498 | 1154.9961 | 57.7498 | 1154.9961 | 57.7498 | 1154.9961 | 57.7498 | 1154.9961 | 57.7498 | 1154.9961 | 57.7498 | 1154.9961 | 60.7759 | 1215.5179 | 60.7759 | 1215.5179 | 60.7759 | 1215.5179 | 60.7759 | 1215.5179 | 60.7759 | 1215.5179 | 60.7759 | 1215.5179 | 67.78 | 1355.6 | 67.78 | 1355.6 | 67.78 | 1355.6 | 67.78 | 1355.6 | 67.78 | 1355.6 | 67.78 | 1355.6 | 70.1523 | 1403.046 | 70.1523 | 1403.046 | 70.1523 | 1403.046 | 70.1523 | 1403.046 | 70.1523 | 1403.046 | 70.1523 | 1403.046
6 | Stay Pit digging | No. | 12 | 180.8047 | 2169.6566 | 180.8047 | 2169.6566 | 180.8047 | 2169.6566 | 180.8047 | 2169.6566 | 180.8047 | 2169.6566 | 180.8047 | 2169.6566 | 192.0455 | 2304.5463 | 192.0455 | 2304.5463 | 192.0455 | 2304.5463 | 192.0455 | 2304.5463 | 192.0455 | 2304.5463 | 192.0455 | 2304.5463 | 203.3762 | 2440.5145 | 203.3762 | 2440.5145 | 203.3762 | 2440.5145 | 203.3762 | 2440.5145 | 203.3762 | 2440.5145 | 203.3762 | 2440.5145 | 259.8741 | 3118.4895 | 259.8741 | 3118.4895 | 259.8741 | 3118.4895 | 259.8741 | 3118.4895 | 259.8741 | 3118.4895 | 259.8741 | 3118.4895 | 273.4915 | 3281.8983 | 273.4915 | 3281.8983 | 273.4915 | 3281.8983 | 273.4915 | 3281.8983 | 273.4915 | 3281.8983 | 273.4915 | 3281.8983 | 290 | 3480 | 290 | 3480 | 300 | 3600 | 300 | 3600 | 300 | 3600 | 300 | 3600 | 300.15 | 3601.8 | 300.15 | 3601.8 | 310.5 | 3726 | 310.5 | 3726 | 310.5 | 3726 | 310.5 | 3726
7 | Transportation of pole from road side to pole pit for a lead of 1 Km. | No. | 20 | 200.8941 | 4017.8826 | 200.8941 | 4017.8826 | 200.8941 | 4017.8826 | 200.8941 | 4017.8826 | 200.8941 | 4017.8826 | 200.8941 | 4017.8826 | 213.3839 | 4267.6783 | 213.3839 | 4267.6783 | 213.3839 | 4267.6783 | 213.3839 | 4267.6783 | 213.3839 | 4267.6783 | 213.3839 | 4267.6783 | 225.9736 | 4519.4713 | 225.9736 | 4519.4713 | 225.9736 | 4519.4713 | 225.9736 | 4519.4713 | 225.9736 | 4519.4713 | 225.9736 | 4519.4713 | 288.749 | 5774.9805 | 288.749 | 5774.9805 | 288.749 | 5774.9805 | 288.749 | 5774.9805 | 288.749 | 5774.9805 | 288.749 | 5774.9805 | 303.8795 | 6077.5895 | 303.8795 | 6077.5895 | 303.8795 | 6077.5895 | 303.8795 | 6077.5895 | 303.8795 | 6077.5895 | 303.8795 | 6077.5895 | 300 | 6000 | 300 | 6000 | 300 | 6000 | 300 | 6000 | 300 | 6000 | 300 | 6000 | 310.5 | 6210 | 310.5 | 6210 | 310.5 | 6210 | 310.5 | 6210 | 310.5 | 6210 | 310.5 | 6210
8 | Fixing of LT clamps complete per location including Service ring, distribution box, piercing connector | No. | 20 | 50.2235 | 1004.4706 | 50.2235 | 1004.4706 | 50.2235 | 1004.4706 | 50.2235 | 1004.4706 | 50.2235 | 1004.4706 | 50.2235 | 1004.4706 | 53.346 | 1066.9196 | 53.346 | 1066.9196 | 53.346 | 1066.9196 | 53.346 | 1066.9196 | 53.346 | 1066.9196 | 53.346 | 1066.9196 | 56.4934 | 1129.8678 | 56.4934 | 1129.8678 | 56.4934 | 1129.8678 | 56.4934 | 1129.8678 | 56.4934 | 1129.8678 | 56.4934 | 1129.8678 | 72.1873 | 1443.7451 | 72.1873 | 1443.7451 | 72.1873 | 1443.7451 | 72.1873 | 1443.7451 | 72.1873 | 1443.7451 | 72.1873 | 1443.7451 | 75.9699 | 1519.3974 | 75.9699 | 1519.3974 | 75.9699 | 1519.3974 | 75.9699 | 1519.3974 | 75.9699 | 1519.3974 | 75.9699 | 1519.3974 | 75.97 | 1519.4 | 75.97 | 1519.4 | 75.97 | 1519.4 | 75.97 | 1519.4 | 75.97 | 1519.4 | 75.97 | 1519.4 | 78.629 | 1572.579 | 78.629 | 1572.579 | 78.629 | 1572.579 | 78.629 | 1572.579 | 78.629 | 1572.579 | 78.629 | 1572.579
9 | Pole erection complete with earthing | No. | 20 | 502.2353 | 10044.7064 | 502.2353 | 10044.7064 | 502.2353 | 10044.7064 | 502.2353 | 10044.7064 | 502.2353 | 10044.7064 | 502.2353 | 10044.7064 | 533.4598 | 10669.1958 | 533.4598 | 10669.1958 | 533.4598 | 10669.1958 | 533.4598 | 10669.1958 | 533.4598 | 10669.1958 | 533.4598 | 10669.1958 | 564.9339 | 11298.6784 | 564.9339 | 11298.6784 | 564.9339 | 11298.6784 | 564.9339 | 11298.6784 | 564.9339 | 11298.6784 | 564.9339 | 11298.6784 | 721.8726 | 14437.4512 | 721.8726 | 14437.4512 | 721.8726 | 14437.4512 | 721.8726 | 14437.4512 | 721.8726 | 14437.4512 | 721.8726 | 14437.4512 | 759.6987 | 15193.9737 | 759.6987 | 15193.9737 | 759.6987 | 15193.9737 | 759.6987 | 15193.9737 | 759.6987 | 15193.9737 | 759.6987 | 15193.9737 | 1000 | 20000 | 1000 | 20000 | 1000 | 20000 | 1000 | 20000 | 1400 | 28000 | 1400 | 28000 | 1035 | 20700 | 1035 | 20700 | 1035 | 20700 | 1035 | 20700 | 1449 | 28980 | 1449 | 28980
10 | Concreting of stay and base pad for poles | Cft. | 119 | 16.0715 | 1912.5121 | 16.0715 | 1912.5121 | 16.0715 | 0 | 16.0715 | 0 | 16.0715 | 0 | 16.0715 | 0 | 17.0707 | 2031.4149 | 17.0707 | 2031.4149 | 17.0707 | 0 | 17.0707 | 0 | 17.0707 | 0 | 17.0707 | 0 | 18.0779 | 2151.2684 | 18.0779 | 2151.2684 | 18.0779 | 0 | 18.0779 | 0 | 18.0779 | 0 | 18.0779 | 0 | 23.0999 | 2748.8907 | 23.0999 | 2748.8907 | 23.0999 | 0 | 23.0999 | 0 | 23.0999 | 0 | 23.0999 | 0 | 24.3104 | 2892.9326 | 24.3104 | 2892.9326 | 0 | 0 | 0 | 0 | 0 | 0 | 0 | 0 | 24.31 | 2892.89 | 24.31 | 2892.89 | 24.31 | 2892.89 | 24.31 | 2892.89 | 24.31 | 2892.89 | 24.31 | 2892.89 | 25.1608 | 2994.1411 | 25.1608 | 2994.1411 | 25.1608 | 2994.1411 | 25.1608 | 2994.1411 | 25.1608 | 2994.1411 | 25.1608 | 2994.1411
11 | Concreting of stay and pole | Cft. | 299 | 0 | 0 | 0 | 0 | 16.0715 | 4805.3875 | 16.0715 | 4805.3875 | 16.0715 | 0 | 16.0715 | 0 | 0 | 0 | 0 | 0 | 17.0707 | 5104.1433 | 17.0707 | 5104.1433 | 17.0707 | 0 | 17.0707 | 0 | 0 | 0 | 0 | 0 | 18.0779 | 5405.2877 | 18.0779 | 5405.2877 | 18.0779 | 0 | 18.0779 | 0 | 0 | 0 | 0 | 0 | 23.0999 | 6906.8767 | 23.0999 | 6906.8767 | 23.0999 | 0 | 23.0999 | 0 | 0 | 0 | 0 | 0 | 24.3104 | 7268.797 | 24.3104 | 7268.797 | 0 | 0 | 0 | 0 | 0 | 0 | 0 | 0 | 0 | 0 | 0 | 0 | 0 | 0 | 0 | 0 | 0 | 0 | 0 | 0 | 0 | 0 | 0 | 0 | 0 | 0 | 0 | 0
12 | Concreting of stay and pole | Cft. | 440 | 0 | 0 | 0 | 0 | 16.0715 | 0 | 16.0715 | 0 | 16.0715 | 7071.4733 | 16.0715 | 7071.4733 | 0 | 0 | 0 | 0 | 17.0707 | 0 | 17.0707 | 0 | 17.0707 | 7511.1139 | 17.0707 | 7511.1139 | 0 | 0 | 0 | 0 | 18.0779 | 0 | 18.0779 | 0 | 18.0779 | 7954.2696 | 18.0779 | 7954.2696 | 0 | 0 | 0 | 0 | 23.0999 | 0 | 23.0999 | 0 | 23.0999 | 10163.9657 | 23.0999 | 10163.9657 | 0 | 0 | 0 | 0 | 0 | 0 | 0 | 0 | 24.3104 | 10696.5575 | 24.3104 | 10696.5575 | 0 | 0 | 0 | 0 | 0 | 0 | 0 | 0 | 0 | 0 | 0 | 0 | 0 | 0 | 0 | 0 | 0 | 0 | 0 | 0 | 0 | 0 | 0 | 0
13 | Stay erection complete | No. | 12 | 140.6259 | 1687.5107 | 140.6259 | 1687.5107 | 140.6259 | 1687.5107 | 140.6259 | 1687.5107 | 140.6259 | 1687.5107 | 140.6259 | 1687.5107 | 149.3687 | 1792.4249 | 149.3687 | 1792.4249 | 149.3687 | 1792.4249 | 149.3687 | 1792.4249 | 149.3687 | 1792.4249 | 149.3687 | 1792.4249 | 158.1815 | 1898.178 | 158.1815 | 1898.178 | 158.1815 | 1898.178 | 158.1815 | 1898.178 | 158.1815 | 1898.178 | 158.1815 | 1898.178 | 202.1243 | 2425.4918 | 202.1243 | 2425.4918 | 202.1243 | 2425.4918 | 202.1243 | 2425.4918 | 202.1243 | 2425.4918 | 202.1243 | 2425.4918 | 212.7156 | 2552.5876 | 212.7156 | 2552.5876 | 212.7156 | 2552.5876 | 212.7156 | 2552.5876 | 212.7156 | 2552.5876 | 212.7156 | 2552.5876 | 200 | 2400 | 200 | 2400 | 200 | 2400 | 200 | 2400 | 200 | 2400 | 200 | 2400 | 207 | 2484 | 207 | 2484 | 207 | 2484 | 207 | 2484 | 207 | 2484 | 207 | 2484
14 | Painting of cross arm and numbering of poles. | No. | 20 | 40.1788 | 803.5765 | 40.1788 | 803.5765 | 200.8941 | 4017.8826 | 200.8941 | 4017.8826 | 200.8941 | 4017.8826 | 200.8941 | 4017.8826 | 42.6768 | 853.5357 | 42.6768 | 853.5357 | 213.3839 | 4267.6783 | 213.3839 | 4267.6783 | 213.3839 | 4267.6783 | 213.3839 | 4267.6783 | 45.1947 | 903.8943 | 45.1947 | 903.8943 | 225.9736 | 4519.4713 | 225.9736 | 4519.4713 | 225.9736 | 4519.4713 | 225.9736 | 4519.4713 | 57.7498 | 1154.9961 | 57.7498 | 1154.9961 | 288.749 | 5774.9805 | 288.749 | 5774.9805 | 288.749 | 5774.9805 | 288.749 | 5774.9805 | 60.7759 | 1215.5179 | 60.7759 | 1215.5179 | 303.8795 | 6077.5895 | 303.8795 | 6077.5895 | 303.8795 | 6077.5895 | 303.8795 | 6077.5895 | 60.78 | 1215.6 | 60.78 | 1215.6 | 350 | 7000 | 350 | 7000 | 350 | 7000 | 350 | 7000 | 62.9073 | 1258.146 | 62.9073 | 1258.146 | 362.25 | 7245 | 362.25 | 7245 | 362.25 | 7245 | 362.25 | 7245
15 | TOTAL |  |  |  | 29475.187 |  | 29475.187 |  | 35582.3685 |  | 35582.3685 |  | 37848.4543 |  | 37848.4543 |  | 31307.6889 |  | 31307.6889 |  | 37794.56 |  | 37794.56 |  | 40201.5305 |  | 40201.5305 |  | 33154.8425 |  | 33154.8425 |  | 40024.439 |  | 40024.439 |  | 42573.4208 |  | 42573.4208 |  | 42365.2578 |  | 42365.2578 |  | 51143.2281 |  | 51143.2281 |  | 54400.3171 |  | 54400.3171 |  | 44585.1973 |  | 44585.1973 |  | 53823.1333 |  | 53823.1333 |  | 57250.8938 |  | 57250.8938 |  | 47863.49 |  | 47863.49 |  | 53767.89 |  | 53767.89 |  | 61767.89 |  | 61767.89 |  | 49538.7121 |  | 49538.7121 |  | 55649.7662 |  | 55649.7662 |  | 63929.7662 |  | 63929.7662
16 | Stringing of line
17 | (i) 3P 5W ( Cable ) | Each | 1 | 10848.2826 | 10848.2826 | 10848.2826 | 10848.2826 | 10848.2826 | 10848.2826 | 10848.2826 | 10848.2826 | 10848.2826 | 10848.2826 | 10848.2826 | 10848.2826 | 11522.7312 | 11522.7312 | 11522.7312 | 11522.7312 | 11522.7312 | 11522.7312 | 11522.7312 | 11522.7312 | 11522.7312 | 11522.7312 | 11522.7312 | 11522.7312 | 12202.5724 | 12202.5724 | 12202.5724 | 12202.5724 | 12202.5724 | 12202.5724 | 12202.5724 | 12202.5724 | 12202.5724 | 12202.5724 | 12202.5724 | 12202.5724 | 15592.447 | 15592.447 | 15592.447 | 15592.447 | 15592.447 | 15592.447 | 15592.447 | 15592.447 | 15592.447 | 15592.447 | 15592.447 | 15592.447 | 16409.4912 | 16409.4912 | 16409.4912 | 16409.4912 | 16409.4912 | 16409.4912 | 16409.4912 | 16409.4912 | 16409.4912 | 16409.4912 | 16409.4912 | 16409.4912 | 15000 | 15000 | 15000 | 15000 | 15000 | 15000 | 15000 | 15000 | 15000 | 15000 | 15000 | 15000 | 15525 | 15525 | 15525 | 15525 | 15525 | 15525 | 15525 | 15525 | 15525 | 15525 | 15525 | 15525
| TOTAL |  |  |  | #REF! | 0 | #REF! |  | #REF! |  | #REF! |  | #REF! |  | #REF! |  | 42830.4201 | 0 | 42830.4201 |  | 49317.2912 |  | 49317.2912 |  | 51724.2617 |  | 51724.2617 |  | 45357.4149 |  | 45357.4149 |  | 52227.0113 |  | 52227.0113 |  | 54775.9932 |  | 54775.9932 |  | 57957.7048 |  | 57957.7048 |  | 66735.6751 |  | 66735.6751 |  | 69992.7641 |  | 69992.7641 |  | 60994.6885 |  | 60994.6885 |  | 70232.6245 |  | 70232.6245 |  | 73660.3849 |  | 73660.3849 |  | 62863.49 |  | 62863.49 |  | 68767.89 |  | 68767.89 |  | 76767.89 |  | 76767.89 |  | 65063.7121 |  | 65063.7121 |  | 71174.7661 |  | 71174.7661 |  | 79454.7661 |  | 79454.7661

## DL-8
COST SCHEDULE -- DL - 8 for D-6 (3)
1 kM OF 1 PHASE 3 WIRE LINE ON 140 KG. PCC POLE 8 MTR. LONG USING AB CABLE FOR RURAL AREAS WITH MAXIMUM SPAN 50 MTRS.
S. No. | PARTICULARS | Unit | Qty. | 2015-16 |  | 2016-17 |  | 2017-18 |  | Year 2018-19 |  | Year 2019-20 |  | Year 2020-21 |  | Year 2022-23
|  |  |  | 140 Kg, 8.0 Mtr. long PCC support |  | 140 Kg, 8.0 Mtr. long PCC support |  | 140 Kg, 8.0 Mtr. long PCC support |  | 140 Kg, 8.0 Mtr. long PCC support |  | 140 Kg, 8.0 Mtr. long PCC support |  | 140 Kg, 8.0 Mtr. long PCC support |  | 140 Kg, 8.0 Mtr. long PCC support
|  |  |  | Using 1100 V grade AB Cable 1x25 + 1x16 + 1x25 sqmm. |  | Using 1100 V grade AB Cable 1x25 + 1x16 + 1x25 sqmm. |  | Using 1100 V grade AB Cable 1x25 + 1x16 + 1x25 sqmm. |  | Using 1100 V grade AB Cable 1x25 + 1x16 + 1x25 sqmm. |  | Using 1100 V grade AB Cable 1x25 + 1x16 + 1x25 sqmm. |  | Using 1100 V grade AB Cable 1x25 + 1x16 + 1x25 sqmm. |  | Using 1100 V grade AB Cable 1x25 + 1x16 + 1x25 sqmm.
|  |  |  | Rate | Amount | Rate | Amount | Rate | Amount | Rate | Amount | Rate | Amount | Rate | Amount | Rate | Amount
1 | Survey | Km. | 1 |  | 3013.41 |  | 3200.7567 |  | 3389.6014 | 4331.23 | 4331.2326 | 4558.19 | 4558.1892 | 2500 | 2500 | 2587.5 | 2587.5
2 | Tree cutting | Km. | 1
3 | Approach Clearance | Km. | 1
4 | Pit digging | No. | 20 | 200.8941 | 4017.8826 | 213.3839 | 4267.6783 | 225.9736 | 4519.4713 | 288.749 | 5774.9805 | 303.8795 | 6077.5895 | 325 | 6500 | 336.375 | 6727.5
5 | Shifting of materials to pole pits | No. | 20 | 40.1788 | 803.5765 | 42.6768 | 853.5357 | 45.1947 | 903.8943 | 57.7498 | 1154.9961 | 60.7759 | 1215.5179 | 60.78 | 1215.6 | 62.9073 | 1258.146
6 | Stay Pit digging | No. | 12 | 180.8047 | 2169.6566 | 192.0455 | 2304.5463 | 203.3762 | 2440.5145 | 259.8741 | 3118.4895 | 273.4915 | 3281.8983 | 290 | 3480 | 300.15 | 3601.8
7 | Transportation of pole from road side to pole pit for a lead of 1 Km. | No. | 20 | 200.8941 | 4017.8826 | 213.3839 | 4267.6783 | 225.9736 | 4519.4713 | 288.749 | 5774.9805 | 303.8795 | 6077.5895 | 300 | 6000 | 310.5 | 6210
8 | Fixing of LT clamps complete per location including Service ring, distribution box, piercing connector etc. | No. | 20 | 50.2235 | 1004.4706 | 53.346 | 1066.9196 | 56.4934 | 1129.8678 | 72.1873 | 1443.7451 | 75.9699 | 1519.3974 | 75.97 | 1519.4 | 78.629 | 1572.579
9 | Pole erection complete with earthing | No. | 20 | 502.2353 | 10044.7064 | 533.4598 | 10669.1958 | 564.9339 | 11298.6784 | 721.8726 | 14437.4512 | 759.6987 | 15193.9737 | 1000 | 20000 | 1035 | 20700
10 | Concreting of stay and base pad for poles | Cft. | 119 | 16.0715 | 1912.5121 | 17.0707 | 2031.4149 | 18.0779 | 2151.2684 | 23.0999 | 2748.8907 | 24.3104 | 2892.9326 | 0 | 0 | 0 | 0
11 | Stay erection complete | No. | 12 | 140.6259 | 1687.5107 | 149.3687 | 1792.4249 | 158.1815 | 1898.178 | 202.1243 | 2425.4918 | 212.7156 | 2552.5876 | 200 | 2400 | 207 | 2484
12 | Painting of cross arm and numbering of poles. | No. | 20 | 40.1788 | 803.5765 | 42.6768 | 853.5357 | 45.1947 | 903.8943 | 57.7498 | 1154.9961 | 60.7759 | 1215.5179 | 60.78 | 1215.6 | 62.9073 | 1258.146
13 | TOTAL |  |  |  | 29475.1845 |  | 31307.6862 |  | 33154.8397 |  | 42365.2541 |  | 44585.1934 |  | 44830.6 |  | 46399.671
14 | Stringing of line
15 | (ii) 1P 3W ( Cable ) | Km. | 1 | 6428.61 | 6428.61 | 6828.2831 | 6828.2831 | 7231.1518 | 7231.1518 | 9239.9658 | 9239.9658 | 9724.14 | 9724.14 | 9000 | 9000 | 9315 | 9315
| Grand TOTAL |  |  | 0 | 37736.2962 | 0 | 38135.9693 | 0 | 40385.9915 | 0 | 51605.2199 |  | 54309.3335 |  | 53830.6 |  | 55714.671
| GRAND TOTAL (ROUND OFF) |  |  |  | 33600.0122 |  | 38135.9693 |  | 40385.9915 |  | 51605 |  | 54309 |  | 53831 |  | 55715
P.K. Sharma Executive Engineer (O&M) CSPDCL, Kasdol

## DL-9
COST SCHEDULE -- DL - 9 for D-6 (4)
1 kM OF 3 PHASE 4 WIRE LINE ON 140 KG. PCC POLE 8 MTR. LONG USING AB CABLE FOR PUMP CONNECTION UPTO 5 HP & 5 CONNECTION PER KM. WITH MAXIMUM SPAN 50 MTRS.
S. No. | PARTICULARS | Unit | Qty. | 2015-16 |  | 2016-17 |  | 2017-18 |  | Year 2018-19 |  | Year 2019-20 |  | Year 2020-21 |  | Year 2022-23
|  |  |  | 140 Kg, 8.0 Mtr. long PCC support |  | 140 Kg, 8.0 Mtr. long PCC support |  | 140 Kg, 8.0 Mtr. long PCC support |  | 140 Kg, 8.0 Mtr. long PCC support |  | 140 Kg, 8.0 Mtr. long PCC support |  | 140 Kg, 8.0 Mtr. long PCC support |  | 140 Kg, 8.0 Mtr. long PCC support
|  |  |  | Using 1100 V grade AB Cable 3x16 + 1x25 sqmm. |  | Using 1100 V grade AB Cable 3x16 + 1x25 sqmm. |  | Using 1100 V grade AB Cable 3x16 + 1x25 sqmm. |  | Using 1100 V grade AB Cable 3x16 + 1x25 sqmm. |  | Using 1100 V grade AB Cable 3x16 + 1x25 sqmm. |  | Using 1100 V grade AB Cable 3x16 + 1x25 sqmm. |  | Using 1100 V grade AB Cable 3x16 + 1x25 sqmm.
|  |  |  | Rate | Amount | Rate | Amount | Rate | Amount | Rate | Amount | Rate | Amount | Rate | Amount | Rate | Amount
1 | Survey | Km. | 1 |  | 3013.41 |  | 3200.7567 |  | 3389.6014 | 4331.23 | 4331.2326 | 4558.19 | 4558.1892 | 2500 | 2500 | 2587.5 | 2587.5
2 | Tree cutting | Km. | 1
3 | Approach Clearance | Km. | 1
4 | Pit digging | No. | 20 | 200.8941 | 4017.8826 | 213.3839 | 4267.6783 | 225.9736 | 4519.4713 | 288.749 | 5774.9805 | 303.8795 | 6077.5895 | 325 | 6500 | 336.375 | 6727.5
5 | Shifting of materials to pole pits | No. | 20 | 40.1788 | 803.5765 | 42.6768 | 853.5357 | 45.1947 | 903.8943 | 57.7498 | 1154.9961 | 60.7759 | 1215.5179 | 60.78 | 1215.6 | 62.9073 | 1258.146
6 | Stay Pit digging | No. | 12 | 180.8047 | 2169.6566 | 192.0455 | 2304.5463 | 203.3762 | 2440.5145 | 259.8741 | 3118.4895 | 273.4915 | 3281.8983 | 290 | 3480 | 300.15 | 3601.8
7 | Transportation of pole from road side to pole pit for a lead of 1 Km. | No. | 20 | 200.8941 | 4017.8826 | 213.3839 | 4267.6783 | 225.9736 | 4519.4713 | 288.749 | 5774.9805 | 303.8795 | 6077.5895 | 300 | 6000 | 310.5 | 6210
8 | Fixing of LT clamps complete per Set including Service ring, Spring loaded distribution Box, piercing connector, etc. | Set. | 5 | 206.3875 | 1031.9376 | 219.2188 | 1096.0942 | 232.1527 | 1160.7637 | 296.6448 | 1483.2239 | 312.189 | 1560.9448 | 312.19 | 1560.95 | 323.1166 | 1615.5832
9 | Fixing of Piller Box (including Transportation) with concreting of columns and bottom area of Piller box | No. | 1 | 2837.8284 | 2837.8284 | 3014.259 | 3014.259 | 3192.1003 | 3192.1003 | 4078.8657 | 4078.8657 | 4292.5983 | 4292.5983 | 4292.6 | 4292.6 | 4442.841 | 4442.841
10 | Pole erection complete with earthing | No. | 20 | 502.2353 | 10044.7064 | 533.4598 | 10669.1958 | 564.9339 | 11298.6784 | 721.8726 | 14437.4512 | 759.6987 | 15193.9737 | 1000 | 20000 | 1035 | 20700
11 | Concreting of stay and base pad for poles | Cft. | 119 | 16.0715 | 1912.5121 | 17.0707 | 2031.4149 | 18.0779 | 2151.2684 | 23.0999 | 2748.8907 | 24.3104 | 2892.9326 | 0 | 0 | 0 | 0
12 | Stay erection complete | No. | 12 | 140.6259 | 1687.5107 | 149.3687 | 1792.4249 | 158.1815 | 1898.178 | 202.1243 | 2425.4918 | 212.7156 | 2552.5876 | 200 | 2400 | 207 | 2484
13 | Painting of cross arm and numbering of poles. | No. | 20 | 40.1788 | 803.5765 | 42.6768 | 853.5357 | 45.1947 | 903.8943 | 57.7498 | 1154.9961 | 60.7759 | 1215.5179 | 60.78 | 1215.6 | 62.9073 | 1258.146
14 | TOTAL |  |  |  | 32340.4798 |  | 34351.1198 |  | 36377.8359 |  | 46483.5987 |  | 48919.3392 |  | 49164.75 |  | 50885.5163
15 | Stringing of line
16 | (ii) 3P 4W ( Cable ) | Km. | 1 | 8638.4488 | 8638.4488 | 9175.5098 | 9175.5098 | 9716.8649 | 9716.8649 | 12416.21 | 12416.21 | 13066.8194 | 13066.8194 | 9000 | 9000 | 9315 | 9315
| GRAND TOTAL |  |  |  | 40978.9286 |  | 43526.6296 |  | 46094.7008 |  | 58899.8086 |  | 61986.1586 |  | 58164.75 |  | 60200.5163
| GRAND TOTAL (ROUND OFF) |  |  |  | 40424.6383 |  | 43526.6296 |  | 46094.7008 |  | 58900 |  | 61986 |  | 58165 |  | 60201

## DL-10 HVDS200
LABOUR SCHEDULE DL-10 , HVDS 200 KVA
HVDS SYSTEM OF 200 kVA PARENT DISTRIBUTION TRANSFORMER TAKING 4 KM. LT TO BE CONVERTED
S. No. | Particulars | Unit | Qty. | 2015-2016 |  | 2016-2017 |  | 2017-2018 |  | Year 2018-19 |  | Year 2019-20 |  | Year 2020-21 |  | Year 2022-23
|  |  |  | Rate | Amount | Rate | Amount | Rate | Amount | Rate | Amount | Rate | Amount | Rate | Amount | Rate | Amount
1 | Pit digging | Each | 10 | 200.8941 | 2008.9413 | 213.3839 | 2133.8392 | 225.9736 | 2259.7357 | 288.749 | 2887.4902 | 303.8795 | 3038.7947 | 325 | 3250 | 336.375 | 3363.75
2 | Stay Pit digging | Each | 40 | 180.8047 | 7232.1886 | 192.0455 | 7681.821 | 203.3762 | 8135.0484 | 259.8741 | 10394.9649 | 273.4915 | 10939.661 | 290 | 11600 | 300.15 | 12006
3 | Shifting of materials to pole pits | Set | 10 | 200.8941 | 2008.9413 | 213.3839 | 2133.8392 | 225.9736 | 2259.7357 | 288.749 | 2887.4902 | 303.8795 | 3038.7947 | 300 | 3000 | 310.5 | 3105
4 | Transportation of pole from road side to pole pit | Each | 10 | 251.1177 | 2511.1766 | 266.7299 | 2667.299 | 282.467 | 2824.6696 | 360.9363 | 3609.3628 | 379.8493 | 3798.4934 | 379.85 | 3798.5 | 393.1447 | 3931.4475
5 | DC Cross arm fixing complete including insulator | Each | 10 | 301.3412 | 3013.4119 | 320.0759 | 3200.7587 | 338.9604 | 3389.6035 | 433.1235 | 4331.2354 | 455.8192 | 4558.1921 | 455.82 | 4558.2 | 471.7737 | 4717.737
6 | Pole erection complete including earthing | Each | 10 | 502.2353 | 5022.3532 | 533.4598 | 5334.5979 | 564.9339 | 5649.3392 | 721.8726 | 7218.7256 | 759.6987 | 7596.9868 | 1000 | 10000 | 1035 | 10350
7 | Concreting of stay and base pad for poles | Cft. | 315 | 16.0715 | 5062.532 | 17.0707 | 5377.2747 | 18.0779 | 5694.5339 | 23.0999 | 7276.4754 | 24.3104 | 7657.7627 | 0 | 0 | 0 | 0
8 | Stay erection complete | Each | 40 | 130.5812 | 5223.2473 | 138.6995 | 5547.9818 | 146.8828 | 5875.3128 | 187.6869 | 7507.4746 | 197.5217 | 7900.8663 | 200 | 8000 | 207 | 8280
9 | Fixing of LA Set (2 Nos.) | Set | 10 | 100.4471 | 1004.4706 | 106.692 | 1066.9196 | 112.9868 | 1129.8678 | 144.3745 | 1443.7451 | 151.9397 | 1519.3974 | 151.94 | 1519.4 | 157.2579 | 1572.579
10 | Anti climbing devices and danger board fixing | Each | 10 | 50.2235 | 502.2353 | 53.346 | 533.4598 | 56.4934 | 564.9339 | 72.1873 | 721.8726 | 75.9699 | 759.6987 | 75.97 | 759.7 | 78.629 | 786.2895
11 | Painting of cross arm & numbering of poles. | Each | 10 | 80.3577 | 803.5765 | 85.3536 | 853.5357 | 90.3894 | 903.8943 | 115.4996 | 1154.9961 | 121.5518 | 1215.5179 | 121.55 | 1215.5 | 125.8042 | 1258.0425
12 | Painting of V cross arm, Top clamps & numbering of poles. | Each | 65 | 50.2182 | 3264.1845 | 53.3403 | 3467.1222 | 56.4874 | 3671.6824 | 72.1796 | 4691.6757 | 75.9618 | 4937.5195 | 75.96 | 4937.4 | 78.6186 | 5110.209
13 | Fixing of LT switch box & transformer wiring etc. | Job | 10 | 150.6706 | 1506.706 | 160.0379 | 1600.3794 | 169.4802 | 1694.8018 | 216.5618 | 2165.6177 | 227.9096 | 2279.0961 | 227.91 | 2279.1 | 235.8869 | 2358.8685
14 | Handling and installation of transformer on structure | Job | 10 | 200.8941 | 2008.9413 | 213.3839 | 2133.8392 | 225.9736 | 2259.7357 | 288.749 | 2887.4902 | 303.8795 | 3038.7947 | 303.88 | 3038.8 | 314.5158 | 3145.158
15 | Fixing of D.O fuse complete with base channel | Set | 10 | 100.4471 | 1004.4706 | 106.692 | 1066.9196 | 112.9868 | 1129.8678 | 144.3745 | 1443.7451 | 151.9397 | 1519.3974 | 151.94 | 1519.4 | 157.2579 | 1572.579
16 | Earthing of S/s including pit digging laying and conecting wires to supports X-mer etc. | Set | 10 | 703.1294 | 7031.2945 | 746.8437 | 7468.4371 | 790.9075 | 7909.0749 | 1010.6216 | 10106.2159 | 1063.5782 | 10635.7816 | 963.58 | 9635.8 | 997.3053 | 9973.053
17 | Installation & commissioning of TPN switch & DT Meter | Job | 10 | 662.9506 | 6629.5062 | 704.1669 | 7041.6692 | 745.7128 | 7457.1277 | 952.8718 | 9528.7178 | 1002.8023 | 10028.0226 | 700 | 7000 | 724.5 | 7245
18 | Fixing of V cross arm with top clamp | Set | 65 | 60.2642 | 3917.1758 | 64.0109 | 4160.7106 | 67.7876 | 4406.1925 | 86.619 | 5630.2328 | 91.1578 | 5925.2569 | 91.16 | 5925.4 | 94.3506 | 6132.789
19 | Insulator fixing with GI pin | Set | 195 | 14.0597 | 2741.6371 | 14.9338 | 2912.0875 | 15.8149 | 3083.9006 | 20.2082 | 3940.6082 | 21.2672 | 4147.0961 | 21.27 | 4147.65 | 22.0145 | 4292.8178
20 | Shifting of material to pole side other than xmer location | Set | 55 | 40.1722 | 2209.4712 | 42.6698 | 2346.8363 | 45.1873 | 2485.2996 | 57.7403 | 3175.7158 | 60.7659 | 3342.1233 | 60.77 | 3342.35 | 62.8969 | 3459.3322
21 | Earthing of Metals parts of pole | No | 55 | 140.1693 | 7709.3108 | 148.8838 | 8188.6063 | 157.6679 | 8671.7341 | 201.468 | 11080.7418 | 212.025 | 11661.3727 | 212.02 | 11661.1 | 219.4407 | 12069.2385
22 | Stringing of 11 kv line | km | 4 | 6629.4824 | 26517.9296 | 7041.6439 | 28166.5757 | 7457.1009 | 29828.4037 | 9528.6836 | 38114.7343 | 10027.9866 | 40111.9463 | 9000 | 36000 | 9315 | 37260
23 | Dismentaling of LT line (conductor and Bracket) | km | 4 | 11017.3605 | 44069.4422 | 11702.3209 | 46809.2835 | 12392.7578 | 49571.0312 | 15835.4659 | 63341.8636 | 16665.2443 | 66660.9773 | 15000 | 60000 | 15525 | 62100
| TOTAL |  |  |  | 143003.1444 |  | 151893.7929 |  | 160855.5267 |  | 205541.192 |  | 216311.5504 |  | 197188.3 |  | 204089.8905
| Transportation Charges |  |  |  | 9970.0787
The rates are proposed for normal soil conditions. In case of soft rock & hard rock, the rates of pit digging will be taken as two times and ten times respectively as compared to the rates applicable for normal soil.

## DL-11 HVDS 100
LABOUR SCHEDULE DL-11 , HVDS 100 kVA
HVDS SYSTEM OF 100 kVA PARENT DISTRIBUTION TRANSFORMER TAKING 3 KM. LT TO BE CONVERTED
S. No. | Particulars | Unit | Qty. | 2015-2016 |  | 2016-2017 |  | 2017-2018 |  | Year 2018-19 |  | Year 2019-20 |  | Year 2020-21 |  | Year 2022-23
|  |  |  | Rate | Amount | Rate | Amount | Rate | Amount | Rate | Amount | Rate | Amount | Rate | Amount | Rate | Amount
1 | Pit digging | Each | 8 | 200.8941 | 1607.153 | 213.3839 | 1707.0713 | 225.9736 | 1807.7885 | 288.749 | 2309.9922 | 303.8795 | 2431.0358 | 325 | 2600 | 336.375 | 2691
2 | Stay Pit digging | Each | 30 | 180.8047 | 5424.1414 | 192.0455 | 5761.3657 | 203.3762 | 6101.2863 | 259.8741 | 7796.2237 | 273.4915 | 8204.7458 | 290 | 8700 | 300.15 | 9004.5
3 | Shifting of materials to pole pits | Set | 8 | 200.8941 | 1607.153 | 213.3839 | 1707.0713 | 225.9736 | 1807.7885 | 288.749 | 2309.9922 | 303.8795 | 2431.0358 | 300 | 2400 | 310.5 | 2484
4 | Transportation of pole from road side to pole pit | Each | 8 | 251.1177 | 2008.9413 | 266.7299 | 2133.8392 | 282.467 | 2259.7357 | 360.9363 | 2887.4902 | 379.8493 | 3038.7947 | 379.85 | 3038.8 | 393.1447 | 3145.158
5 | DC Cross arm fixing complete including insulator | Each | 8 | 301.3412 | 2410.7295 | 320.0759 | 2560.607 | 338.9604 | 2711.6828 | 433.1235 | 3464.9883 | 455.8192 | 3646.5537 | 455.82 | 3646.56 | 471.7737 | 3774.1896
6 | Pole erection complete including earthing | Each | 8 | 502.2353 | 4017.8826 | 533.4598 | 4267.6783 | 564.9339 | 4519.4713 | 721.8726 | 5774.9805 | 759.6987 | 6077.5895 | 1000 | 8000 | 1035 | 8280
7 | Concreting of stay and base pad for poles | Cft. | 237 | 16.0715 | 3808.9527 | 17.0707 | 4045.7591 | 18.0779 | 4284.4588 | 23.0999 | 5474.6815 | 24.3104 | 5761.5548 | 0 | 0 | 0 | 0
8 | Stay erection complete | Each | 30 | 130.5812 | 3917.4355 | 138.6995 | 4160.9864 | 146.8828 | 4406.4846 | 187.6869 | 5630.606 | 197.5217 | 5925.6497 | 200 | 6000 | 207 | 6210
9 | Fixing of LA Set (2 Nos.) | Set | 8 | 100.4471 | 803.5765 | 106.692 | 853.5357 | 112.9868 | 903.8943 | 144.3745 | 1154.9961 | 151.9397 | 1215.5179 | 151.94 | 1215.52 | 157.2579 | 1258.0632
10 | Anti climbing devices and danger board fixing | Each | 8 | 50.2235 | 401.7883 | 53.346 | 426.7678 | 56.4934 | 451.9471 | 72.1873 | 577.498 | 75.9699 | 607.7589 | 75.97 | 607.76 | 78.629 | 629.0316
11 | Painting of cross arm & numbering of poles. | Each | 8 | 80.3577 | 642.8612 | 85.3536 | 682.8285 | 90.3894 | 723.1154 | 115.4996 | 923.9969 | 121.5518 | 972.4143 | 121.55 | 972.4 | 125.8042 | 1006.434
12 | Painting of V cross arm, Top clamps & numbering of poles. | Each | 45 | 50.2182 | 2259.8201 | 53.3403 | 2400.3153 | 56.4874 | 2541.9339 | 72.1796 | 3248.0832 | 75.9618 | 3418.2828 | 75.96 | 3418.2 | 78.6186 | 3537.837
13 | Fixing of LT switch box & transformer wiring etc. | Job | 8 | 150.6706 | 1205.3648 | 160.0379 | 1280.3035 | 169.4802 | 1355.8414 | 216.5618 | 1732.4941 | 227.9096 | 1823.2768 | 227.91 | 1823.28 | 235.8869 | 1887.0948
14 | Handling and installation of transformer on structure | Job | 8 | 200.8941 | 1607.153 | 213.3839 | 1707.0713 | 225.9736 | 1807.7885 | 288.749 | 2309.9922 | 303.8795 | 2431.0358 | 303.88 | 2431.04 | 314.5158 | 2516.1264
15 | Fixing of D.O fuse complete with base channel | Set | 8 | 100.4471 | 803.5765 | 106.692 | 853.5357 | 112.9868 | 903.8943 | 144.3745 | 1154.9961 | 151.9397 | 1215.5179 | 151.94 | 1215.52 | 157.2579 | 1258.0632
16 | Earthing of S/s including pit digging laying and conecting wires to supports X-mer etc. | Set | 6 | 703.1294 | 4218.7767 | 746.8437 | 4481.0622 | 790.9075 | 4745.4449 | 1010.6216 | 6063.7295 | 1063.5782 | 6381.4689 | 963.58 | 5781.48 | 997.3053 | 5983.8318
17 | Installation & commissioning of TPN switch & DT Meter | Job | 6 | 662.9506 | 3977.7037 | 704.1669 | 4225.0015 | 745.7128 | 4474.2766 | 952.8718 | 5717.2307 | 1002.8023 | 6016.8136 | 700 | 4200 | 724.5 | 4347
18 | Fixing of V cross arm with top clamp | Set | 45 | 60.2642 | 2711.891 | 64.0109 | 2880.4919 | 67.7876 | 3050.4409 | 86.619 | 3897.8534 | 91.1578 | 4102.101 | 91.16 | 4102.2 | 94.3506 | 4245.777
19 | Insulator fixing with GI pin | Set | 135 | 14.0597 | 1898.0565 | 14.9338 | 2016.0606 | 15.8149 | 2135.0081 | 20.2082 | 2728.1134 | 21.2672 | 2871.0665 | 21.27 | 2871.45 | 22.0145 | 2971.9507
20 | Shifting of material to pole side other than xmer location | Set | 37 | 40.1722 | 1486.3715 | 42.6698 | 1578.7808 | 45.1873 | 1671.9288 | 57.7403 | 2136.3906 | 60.7659 | 2248.3375 | 60.77 | 2248.49 | 62.8969 | 2327.1872
21 | Earthing of Metals parts of pole | No | 37 | 140.1693 | 5186.2636 | 148.8838 | 5508.6988 | 157.6679 | 5833.712 | 201.468 | 7454.3172 | 212.025 | 7844.9234 | 212.02 | 7844.74 | 219.4407 | 8119.3059
22 | Stringing of 11 kv line | km | 3 | 6629.4824 | 19888.4472 | 7041.6439 | 21124.9318 | 7457.1009 | 22371.3028 | 9528.6836 | 28586.0507 | 10027.9866 | 30083.9598 | 9000 | 27000 | 9315 | 27945
23 | Dismentaling of LT line (conductor and Bracket) | km | 3 | 11017.3605 | 33052.0816 | 11702.3209 | 35106.9626 | 12392.7578 | 37178.2734 | 15835.4659 | 47506.3977 | 16665.2443 | 49995.733 | 15000 | 45000 | 15525 | 46575
| TOTAL |  |  |  | 104946.1211 |  | 111470.7264 |  | 118047.4993 |  | 150841.0946 |  | 158745.1679 |  | 145117.44 |  | 150196.5504
The rates are proposed for normal soil conditions. In case of soft rock & hard rock, the rates of pit digging will be taken as two times and ten times respectively as compared to the rates applicable for normal soil.

## DL-12 HVDS 63 (hidden)
LABOUR SCHEDULE DL-12 , HVDS 63 KVA
HVDS systemof 63 KVA Parent D- Xmer Taking 2 km LT to be converted
S. No. | Particulars | Unit | Qty. | 2015-2016 |  | 2016-2017 |  | 2017-2018 |  | Year 2018-19 |  | Year 2019-20
|  |  |  | Rate | Amount | Rate | Amount | Rate | Amount | Rate | Amount | Rate | Amount
1 | Pit digging | Each | 6 | 200.8941 | 1205.3648 | 213.3839 | 1280.3035 | 225.9736 | 1355.8414 | 288.749 | 1732.4941 | 303.8795 | 1823.2768
2 | Stay Pit digging | Each | 25 | 180.8047 | 4520.1179 | 192.0455 | 4801.1381 | 203.3762 | 5084.4053 | 259.8741 | 6496.8531 | 273.4915 | 6837.2882
3 | Shifting of materials to pole pits | Set | 6 | 200.8941 | 1205.3648 | 213.3839 | 1280.3035 | 225.9736 | 1355.8414 | 288.749 | 1732.4941 | 303.8795 | 1823.2768
4 | Transportation of pole from road side to pole pit | Each | 6 | 251.1177 | 1506.706 | 266.7299 | 1600.3794 | 282.467 | 1694.8018 | 360.9363 | 2165.6177 | 379.8493 | 2279.0961
5 | DC Cross arm fixing complete including insulator | Each | 6 | 301.3412 | 1808.0471 | 320.0759 | 1920.4552 | 338.9604 | 2033.7621 | 433.1235 | 2598.7412 | 455.8192 | 2734.9153
6 | Pole erection complete including earthing | Each | 6 | 502.2353 | 3013.4119 | 533.4598 | 3200.7587 | 564.9339 | 3389.6035 | 721.8726 | 4331.2354 | 759.6987 | 4558.1921
7 | Concreting of stay and base pad for poles | Cft. | 196 | 16.0715 | 3150.0199 | 17.0707 | 3345.8598 | 18.0779 | 3543.2655 | 23.0999 | 4527.5847 | 24.3104 | 4764.8301
8 | Stay erection complete | Each | 25 | 130.5812 | 3264.5296 | 138.6995 | 3467.4886 | 146.8828 | 3672.0705 | 187.6869 | 4692.1716 | 197.5217 | 4938.0414
9 | Fixing of LA Set (2 Nos.) | Set | 6 | 100.4471 | 602.6824 | 106.692 | 640.1517 | 112.9868 | 677.9207 | 144.3745 | 866.2471 | 151.9397 | 911.6384
10 | Anti climbing devices and danger board fixing | Each | 6 | 50.2235 | 301.3412 | 53.346 | 320.0759 | 56.4934 | 338.9604 | 72.1873 | 433.1235 | 75.9699 | 455.8192
11 | Painting of cross arm & numbering of poles. | Each | 6 | 80.3577 | 482.1459 | 85.3536 | 512.1214 | 90.3894 | 542.3366 | 115.4996 | 692.9977 | 121.5518 | 729.3107
12 | Painting of V cross arm, Top clamps & numbering of poles. | Each | 45 | 50.2182 | 2259.8201 | 53.3403 | 2400.3153 | 56.4874 | 2541.9339 | 72.1796 | 3248.0832 | 75.9618 | 3418.2828
13 | Fixing of LT switch box & transformer wiring etc. | Job | 6 | 150.6706 | 904.0236 | 160.0379 | 960.2276 | 169.4802 | 1016.8811 | 216.5618 | 1299.3706 | 227.9096 | 1367.4576
14 | Handling and installation of transformer on structure | Job | 6 | 200.8941 | 1205.3648 | 213.3839 | 1280.3035 | 225.9736 | 1355.8414 | 288.749 | 1732.4941 | 303.8795 | 1823.2768
15 | Fixing of D.O fuse complete with base channel | Set | 6 | 100.4471 | 602.6824 | 106.692 | 640.1517 | 112.9868 | 677.9207 | 144.3745 | 866.2471 | 151.9397 | 911.6384
16 | Earthing of S/s including pit digging laying and conecting wires to supports X-mer etc. | Set | 4 | 703.1294 | 2812.5178 | 746.8437 | 2987.3748 | 790.9075 | 3163.6299 | 1010.6216 | 4042.4863 | 1063.5782 | 4254.3126
17 | Installation & commissioning of TPN switch & DT Meter | Job | 4 | 662.9506 | 2651.8025 | 704.1669 | 2816.6677 | 745.7128 | 2982.8511 | 952.8718 | 3811.4871 | 1002.8023 | 4011.209
18 | Fixing of V cross arm with top clamp | Set | 45 | 60.2642 | 2711.891 | 64.0109 | 2880.4919 | 67.7876 | 3050.4409 | 86.619 | 3897.8534 | 91.1578 | 4102.101
19 | Insulator fixing with GI pin | Set | 195 | 14.0597 | 2741.6371 | 14.9338 | 2912.0875 | 15.8149 | 3083.9006 | 20.2082 | 3940.6082 | 21.2672 | 4147.0961
20 | Shifting of material to pole side other than xmer location | Set | 39 | 40.1722 | 1566.716 | 42.6698 | 1664.1203 | 45.1873 | 1762.3033 | 57.7403 | 2251.8712 | 60.7659 | 2369.8693
21 | Earthing of Metals parts of pole | No | 39 | 140.1693 | 5466.6022 | 148.8838 | 5806.4663 | 157.6679 | 6149.0478 | 201.468 | 7857.2533 | 212.025 | 8268.9734
22 | Stringing of 11 kv line | km | 2 | 6629.4824 | 13258.9648 | 7041.6439 | 14083.2879 | 7457.1009 | 14914.2019 | 9528.6836 | 19057.3671 | 10027.9866 | 20055.9732
23 | Dismentaling of LT line (conductor and Bracket) | km | 2 | 11017.3605 | 22034.7211 | 11702.3209 | 23404.6417 | 12392.7578 | 24785.5156 | 15835.4659 | 31670.9318 | 16665.2443 | 33330.4886
| TOTAL |  |  |  | 79276.4745 |  | 84205.1722 |  | 89173.2774 |  | 113945.6139 |  | 119916.364
| Transportation Chargest |  |  |  | 5982.0409
The rates are proposed for normal soil conditions. In case of soft rock & hard rock, the rates of pit digging will be taken as two times and ten times respectively as compared to the rates applicable for normal soil.

## DL-12 HVDS (2)
LABOUR SCHEDULE DL-12 , HVDS 63 KVA
HVDS SYSTEM OF 63 kVA PARENT DISTRIBUTION TRANSFORMER TAKING 2 KM. LT TO BE CONVERTED
S.No. | Particulars | Unit | Qty. | 2015-2016 |  | 2016-2017 |  | 2017-2018 |  | Year 2018-19 |  | Year 2019-20 |  | Year 2020-21 |  | Year 2022-23
|  |  |  | Rate | Amount | Rate | Amount | Rate | Amount | Rate | Amount | Rate | Amount | Rate | Amount | Rate | Amount
1 | Pit digging | Each | 6 | 200.8941 | 1205.3648 | 213.3839 | 1280.3035 | 225.9736 | 1355.8414 | 288.749 | 1732.4941 | 303.8795 | 1823.2768 | 325 | 1950 | 336.375 | 2018.25
2 | Stay Pit digging | Each | 25 | 180.8047 | 4520.1179 | 192.0455 | 4801.1381 | 203.3762 | 5084.4053 | 259.8741 | 6496.8531 | 273.4915 | 6837.2882 | 290 | 7250 | 300.15 | 7503.75
3 | Shifting of materials to pole pits | Set | 6 | 200.8941 | 1205.3648 | 213.3839 | 1280.3035 | 225.9736 | 1355.8414 | 288.749 | 1732.4941 | 303.8795 | 1823.2768 | 350 | 2100 | 362.25 | 2173.5
4 | Transportation of pole from road side to pole pit | Each | 6 | 251.1177 | 1506.706 | 266.7299 | 1600.3794 | 282.467 | 1694.8018 | 360.9363 | 2165.6177 | 379.8493 | 2279.0961 | 300 | 1800 | 310.5 | 1863
5 | DC Cross arm fixing complete including insulator | Each | 6 | 301.3412 | 1808.0471 | 320.0759 | 1920.4552 | 338.9604 | 2033.7621 | 433.1235 | 2598.7412 | 455.8192 | 2734.9153 | 455.82 | 2734.92 | 471.7737 | 2830.6422
6 | Pole erection complete including earthing | Each | 6 | 502.2353 | 3013.4119 | 533.4598 | 3200.7587 | 564.9339 | 3389.6035 | 721.8726 | 4331.2354 | 759.6987 | 4558.1921 | 1000 | 6000 | 1035 | 6210
7 | Concreting of stay and base pad for poles | Cft. | 196 | 16.0715 | 3150.0199 | 17.0707 | 3345.8598 | 18.0779 | 3543.2655 | 23.0999 | 4527.5847 | 24.3104 | 4764.8301 | 0 | 0 | 0 | 0
8 | Stay erection complete | Each | 25 | 130.5812 | 3264.5296 | 138.6995 | 3467.4886 | 146.8828 | 3672.0705 | 187.6869 | 4692.1716 | 197.5217 | 4938.0414 | 200 | 5000 | 207 | 5175
9 | Fixing of LA Set (2 Nos.) | Set | 6 | 100.4471 | 602.6824 | 106.692 | 640.1517 | 112.9868 | 677.9207 | 144.3745 | 866.2471 | 151.9397 | 911.6384 | 151.94 | 911.64 | 157.2579 | 943.5474
10 | Anti climbing devices and danger board fixing | Each | 6 | 50.2235 | 301.3412 | 53.346 | 320.0759 | 56.4934 | 338.9604 | 72.1873 | 433.1235 | 75.9699 | 455.8192 | 75.97 | 455.82 | 78.629 | 471.7737
11 | Painting of cross arm & numbering of poles. | Each | 6 | 80.3577 | 482.1459 | 85.3536 | 512.1214 | 90.3894 | 542.3366 | 115.4996 | 692.9977 | 121.5518 | 729.3107 | 121.55 | 729.3 | 125.8042 | 754.8255
12 | Painting of V- cross arm, Top clamps & numbering of poles. | Each | 45 | 50.2182 | 2259.8201 | 53.3403 | 2400.3153 | 56.4874 | 2541.9339 | 72.1796 | 3248.0832 | 75.9618 | 3418.2828 | 75.96 | 3418.2 | 78.6186 | 3537.837
13 | Fixing of LT switch box & transformer wiring etc. | Job | 6 | 150.6706 | 904.0236 | 160.0379 | 960.2276 | 169.4802 | 1016.8811 | 216.5618 | 1299.3706 | 227.9096 | 1367.4576 | 227.91 | 1367.46 | 235.8869 | 1415.3211
14 | Handling and installation of transformer on structure | Job | 6 | 200.8941 | 1205.3648 | 213.3839 | 1280.3035 | 225.9736 | 1355.8414 | 288.749 | 1732.4941 | 303.8795 | 1823.2768 | 303.88 | 1823.28 | 314.5158 | 1887.0948
15 | Fixing of D.O fuse complete with base channel | Set | 6 | 100.4471 | 602.6824 | 106.692 | 640.1517 | 112.9868 | 677.9207 | 144.3745 | 866.2471 | 151.9397 | 911.6384 | 151.94 | 911.64 | 157.2579 | 943.5474
16 | Earthing of S/s including pit digging laying and conecting wires to supports X-mer etc. | Set | 4 | 703.1294 | 2812.5178 | 746.8437 | 2987.3748 | 790.9075 | 3163.6299 | 1010.6216 | 4042.4863 | 1063.5782 | 4254.3126 | 963.58 | 3854.32 | 997.3053 | 3989.2212
17 | Installation & commissioning of TPN switch & DT Meter | Job | 4 | 662.9506 | 2651.8025 | 704.1669 | 2816.6677 | 745.7128 | 2982.8511 | 952.8718 | 3811.4871 | 1002.8023 | 4011.209 | 700 | 2800 | 724.5 | 2898
18 | Fixing of V cross arm with top clamp | Set | 45 | 60.2642 | 2711.891 | 64.0109 | 2880.4919 | 67.7876 | 3050.4409 | 86.619 | 3897.8534 | 91.1578 | 4102.101 | 91.16 | 4102.2 | 94.3506 | 4245.777
19 | Insulator fixing with GI pin | Set | 195 | 14.0597 | 2741.6371 | 14.9338 | 2912.0875 | 15.8149 | 3083.9006 | 20.2082 | 3940.6082 | 21.2672 | 4147.0961 | 21.27 | 4147.65 | 22.0145 | 4292.8178
20 | Shifting of material to pole side other than xmer location | Set | 39 | 40.1722 | 1566.716 | 42.6698 | 1664.1203 | 45.1873 | 1762.3033 | 57.7403 | 2251.8712 | 60.7659 | 2369.8693 | 60.77 | 2370.03 | 62.8969 | 2452.981
21 | Earthing of Metals parts of pole | No | 39 | 140.1693 | 5466.6022 | 148.8838 | 5806.4663 | 157.6679 | 6149.0478 | 201.468 | 7857.2533 | 212.025 | 8268.9734 | 212.02 | 8268.78 | 219.4407 | 8558.1873
22 | Stringing of 11 kv line | km | 2 | 6629.4824 | 13258.9648 | 7041.6439 | 14083.2879 | 7457.1009 | 14914.2019 | 9528.6836 | 19057.3671 | 10027.9866 | 20055.9732 | 9000 | 18000 | 9315 | 18630
23 | Dismentling of LT line (conductor and Bracket) | km | 2 | 11017.3605 | 22034.7211 | 11702.3209 | 23404.6417 | 12392.7578 | 24785.5156 | 15835.4659 | 31670.9318 | 16665.2443 | 33330.4886 | 15000 | 30000 | 15525 | 31050
| TOTAL |  |  |  | 79276.4745 |  | 84205.1722 |  | 89173.2774 |  | 113945.6139 |  | 119916.364 |  | 109995.24 |  | 113845.0734
| Transportation Chargest |  |  |  | 5982.0409
The rates are proposed for normal soil conditions. In case of soft rock & hard rock, the rates of pit digging will be taken as two times and ten times respectively as compared to the rates applicable for normal soil.

## DL-14
LABOUR SCHEDULE DL-14
LABOUR SCHEDULE DISTRIBUTION BOX ON EXISTING LT LINES FOR SERVICE CONNECTIONS
S. No. | Particulars | Unit | Qty. | Labour Charges per Distribution Box |  |  | Labour Charges per Distribution Box
|  |  |  | 2017-18 | 2018-19 (27.77%) | 2020-21 | 2022-23
1 | Single phase Distribution box for 9 connections | No. | 1 | 105.9 | 135.32 | 180 | 186.3
2 | Three phase Distribution box for 5 connections | No. | 1 | 105.9 | 135.32 | 180 | 186.3