## AL-1
LABOUR SCHEDULE AL-1
LABOUR CHARGES OF 33 kV LINE ON 280 Kg. 9.1 Mtr. LONG PCC POLES, 365 Kg 11 Mtr. LONG PCC POLES AND 152x152 mm., 37.1 Kg./ Mtr., 13 Mtr. LONG H-BEAM POLE WITH RACCOON CONDUCTOR
S. No. | Particulars | Unit | Qty. | For 280 Kg. 9.1 Mtr. Long PCC poles | [9 empty] | For 365 Kg. 11 Mtr. Long PCC poles | [7 empty] | For 152x152 mm 37.1 Kg/Mtr 13.0 Mtr Long H-Beam poles
|  |  |  | Year 2015-16 |  | Year 2016-17 |  | Year 2017-18 (Already published) |  | year 2018-19 |  | Year 2019-20
|  |  |  | Rate | Amount | Rate | Amount | Rate | Amount | Rate | Amount | Rate | Amount | Rate | Amount | Rate | Amount | Rate | Amount | Rate | Amount | Rate | Amount | Rate | Amount | Rate | Amount | Rate | Amount
1 | Survey | Km. | 1 | 3013.4067 | 3013.4067 | 3200.7532 | 3200.7532 | 3389.6 | 3389.6 | 4331.2309 | 4331.2309 | 4558.1874 | 4558.1874 | 3200.7567 | 3200.7567 | 3389.6014 | 3389.6014 | 4331.2326 | 4331.2326 | 4558.1892 | 4558.1892 | 3200.75 | 3200.75 | 3389.5943 | 3389.5943 | 4331.2235 | 4331.2235 | 4558.1796 | 4558.1796
2 | Tree cutting | Km. | 1
3 | Approach Clearance | Km. | 1
4 | Pit digging | No. | 10 | 241.073 | 2410.7295 | 256.0607 | 2560.607 | 271.1683 | 2711.6828 | 346.4988 | 3464.9883 | 364.6554 | 3646.5537 | 281.4753 | 2814.7532 | 298.0824 | 2980.8236 | 380.8896 | 3808.8964 | 400.8483 | 4008.4825 | 256.0607 | 2560.607 | 271.1683 | 2711.6828 | 346.4988 | 3464.9883 | 364.6554 | 3646.5537
5 | Stay Pit digging | No. | 3 | 200.8941 | 602.6824 | 213.3839 | 640.1517 | 225.9736 | 677.9207 | 288.749 | 866.2471 | 303.8795 | 911.6384 | 226.6502 | 679.9506 | 240.0226 | 720.0677 | 306.7008 | 920.1025 | 322.772 | 968.3159 | 213.3839 | 640.1517 | 225.9736 | 677.9207 | 288.749 | 866.2471 | 303.8795 | 911.6384
6 | Transportation of pole from road side to pole pit for a lead of 1.0 Km. | No. | 10 | 301.3412 | 3013.4119 | 320.0759 | 3200.7587 | 338.9604 | 3389.6035 | 433.1235 | 4331.2354 | 455.8192 | 4558.1921 | 383.4437 | 3834.4373 | 406.0669 | 4060.6691 | 518.8723 | 5188.723 | 546.0612 | 5460.6121 | 320.0759 | 3200.7587 | 338.9604 | 3389.6035 | 433.1235 | 4331.2354 | 455.8192 | 4558.1921
7 | Shifting of materials (other No than pole) to pole pits | No. | 10 | 78.3487 | 783.4871 | 83.2197 | 832.1973 | 88.1297 | 881.2969 | 112.6121 | 1126.1212 | 118.513 | 1185.1299 | 88.3936 | 883.9358 | 93.6088 | 936.088 | 119.6133 | 1196.1333 | 125.8811 | 1258.8107 | 83.2197 | 832.1973 | 88.1297 | 881.2969 | 112.6121 | 1126.1212 | 118.513 | 1185.1299
8 | Cross arm fixing complete with top clamp | No. | 10 | 80.3577 | 803.5765 | 85.3536 | 853.5357 | 90.3894 | 903.8943 | 115.4996 | 1154.9961 | 121.5518 | 1215.5179 | 90.6601 | 906.6008 | 96.009 | 960.0903 | 122.6803 | 1226.8034 | 129.1088 | 1291.0879 | 85.3536 | 853.5357 | 90.3894 | 903.8943 | 115.4996 | 1154.9961 | 121.5518 | 1215.5179
9 | Pole erection complete | No. | 10 | 803.5765 | 8035.7651 | 853.5357 | 8535.3567 | 903.8943 | 9038.9427 | 1154.9961 | 11549.961 | 1215.5179 | 12155.1789 | 1045.1763 | 10451.7626 | 1106.8417 | 11068.4166 | 1414.3223 | 14143.2228 | 1488.4328 | 14884.3277 | 853.5357 | 8535.3567 | 903.8943 | 9038.9427 | 1154.9961 | 11549.961 | 1215.5179 | 12155.1789
10 | Concreting of stay and base pad for poles |  |  | 0 | 0 | 0 | 0 | 0 | 0 | 0 | 0 | 0 | 0 | 0 | 0 | 0 | 0 | 0 | 0 | 0 | 0 | 0 | 0 | 0 | 0 | 0 | 0 | 0 | 0
| (i) For PCC poles | Cft | 51 | 16.07 | 0 | 17.0652 | 870.326 | 18.0721 | 921.6752 | 23.0925 | 1177.7166 | 24.3025 | 1239.4289 | 17.0652 | 870.326 | 19.1958 | 978.9843 | 24.5284 | 1250.9461 | 25.8136 | 1316.4957 | 0 | 0 | 0 | 0 | 0 | 0 | 0 | 0
| (ii) For Rail poles | Cft | 270 | 16.07 | 4338.9 | 0 | 0 | 0 | 0 | 0 | 0 | 0 | 0 | 0 | 0 | 0 | 0 | 0 | 0 | 0 | 0 | 17.0704 | 4609.008 | 18.0776 | 4880.9395 | 23.0995 | 6236.8645 | 24.3099 | 6563.6762
11 | Stay erection complete | No. | 3 | 140.6259 | 421.8777 | 149.3687 | 448.1062 | 158.1815 | 474.5445 | 202.1243 | 606.373 | 212.7156 | 638.1469 | 158.6551 | 475.9654 | 168.0158 | 504.0474 | 214.6906 | 644.0718 | 225.9404 | 677.8211 | 149.3687 | 448.1062 | 158.1815 | 474.5445 | 202.1243 | 606.373 | 212.7156 | 638.1469
12 | Insulator fixing at each location | No. | 30 | 20.0894 | 602.6824 | 21.3384 | 640.1517 | 22.5974 | 677.9207 | 28.8749 | 866.2471 | 30.3879 | 911.6384 | 22.665 | 679.9506 | 24.0023 | 720.0677 | 30.6701 | 920.1025 | 32.2772 | 968.3159 | 21.3384 | 640.1517 | 22.5974 | 677.9207 | 28.8749 | 866.2471 | 30.3879 | 911.6384
13 | Anti climbing devices and danger board fixing. | No. | 10 | 50.2235 | 502.2353 | 53.346 | 533.4598 | 56.4934 | 564.9339 | 72.1873 | 721.8726 | 75.9699 | 759.6987 | 56.6626 | 566.6255 | 60.0056 | 600.0564 | 76.6752 | 766.7521 | 80.693 | 806.9299 | 53.346 | 533.4598 | 56.4934 | 564.9339 | 72.1873 | 721.8726 | 75.9699 | 759.6987
14 | Painting and numbering etc including steel support | No. | 10 | 60.2682 | 602.6824 | 64.0152 | 640.1517 | 67.7921 | 677.9207 | 86.6247 | 866.2471 | 91.1638 | 911.6384 | 67.9951 | 679.9506 | 72.0068 | 720.0677 | 92.0103 | 920.1025 | 96.8316 | 968.3159 | 256.0563 | 2560.5634 | 271.1637 | 2711.6366 | 346.4929 | 3464.9293 | 364.6492 | 3646.4916
15 | Stringing of line for all three Raccoon conductors | Km. | 1 | 7834.871 | 7834.871 | 8321.9727 | 8321.9727 | 8812.9691 | 8812.9691 | 11261.212 | 11261.212 | 11851.2995 | 11851.2995 | 8839.3581 | 8839.3581 | 9360.8802 | 9360.8802 | 11961.3328 | 11961.3328 | 12588.1066 | 12588.1066 | 8321.9727 | 8321.9727 | 8812.9691 | 8812.9691 | 11261.212 | 11261.212 | 11851.2995 | 11851.2995
16 | Carpet guarding. | Span | 1 | 1707.6001 | 1707.6001 | 1813.7633 | 1813.7633 | 1920.7753 | 1920.7753 | 2454.3667 | 2454.3667 | 2582.9755 | 2582.9755 | 1926.5268 | 1926.5268 | 2040.1918 | 2040.1918 | 2606.9571 | 2606.9571 | 2743.5617 | 2743.5617 | 1813.7633 | 1813.7633 | 1920.7753 | 1920.7753 | 2454.3667 | 2454.3667 | 2582.9755 | 2582.9755
17 | Twisting of jointing sleeves | No. | 3 | 60.2682 | 180.8047 | 64.0152 | 192.0455 | 67.7921 | 203.3762 | 86.6247 | 259.8741 | 91.1638 | 273.4915 | 67.9951 | 203.9852 | 72.0068 | 216.0203 | 92.0103 | 276.0308 | 96.8316 | 290.4948 | 64.0152 | 192.0455 | 67.7921 | 203.3762 | 86.6247 | 259.8741 | 91.1638 | 273.4915
| TOTAL |  |  |  | 34854.7128 |  | 33283.3374 |  | 35247.0566 |  | 45038.6889 |  | 47398.7162 |  | 37069.0031 |  | 39256.0726 |  | 50161.4096 |  | 52789.8674 | 12039.1159 | 38942.4278 | 12749.4237 | 41240.031 |  | 52696.5117 |  | 55457.8089
The rates are proposed for normal soil conditions. In case of soft rock & hard rock, the rates of pit digging will be taken as two times and ten times respectively as compared to the rates applicable for normal soil.

## AL-2
LABOUR SCHEDULE AL-2
SCHEDULE OF LABOUR CHARGES PER 33 kV D.P. STRUCTURE (PCC POLE / 13 MTR. LONG RAIL POLE)
S.No. | Particulars | Unit | Qty. | For 280 Kg. 9.1 Mtr. Long PCC poles | [7 empty] | For 365 Kg. 11 Mtr. Long PCC poles |  |  |  | For 365 Kg. 11 Mtr. Long PCC poles |  |  |  | For 152x152 mm 37.1 Kg/Mtr 13.0 Mtr Long H-Beam poles
|  |  |  | Year 2016-17 (PCC Pole) |  | Year 2017-18 (Already published) (PCC Pole) |  | year 2018-19 |  | Year 2019-20
|  |  |  | Rate | Amount | Rate | Amount | Rate | Amount | Rate | Amount | Rate | Amount | Rate | Amount | Rate | Amount | Rate | Amount | Rate | Amount | Rate | Amount | Rate | Amount | Rate | Amount
1 | Pit digging | No. | 2 | 256.0607 | 512.1214 | 271.1683 | 542.3366 | 346.4988 | 692.9977 | 364.6554 | 729.3107 | 281.4753 | 562.9506 | 298.0824 | 596.1647 | 380.8896 | 761.7793 | 400.8483 | 801.6965 | 256.0607 | 512.1214 | 271.1683 | 542.3366 | 346.4988 | 692.9977 | 364.6554 | 729.3107
2 | Stay Pit digging | No. | 6 | 213.3839 | 1280.3035 | 225.9736 | 1355.8414 | 288.749 | 1732.4941 | 303.8795 | 1823.2768 | 213.3839 | 1280.3035 | 225.9736 | 1355.8414 | 288.749 | 1732.4941 | 303.8795 | 1823.2768 | 213.3839 | 1280.3035 | 225.9736 | 1355.8414 | 288.749 | 1732.4941 | 303.8795 | 1823.2768
3 | Shifting of materials to pole pit | Set | 1 | 185.644 | 185.644 | 196.597 | 196.597 | 251.2117 | 251.2117 | 264.3751 | 264.3751 | 185.644 | 185.644 | 196.597 | 196.597 | 251.2117 | 251.2117 | 264.3751 | 264.3751 | 185.644 | 185.644 | 196.597 | 196.597 | 251.2117 | 251.2117 | 264.3751 | 264.3751
4 | Transportation of pole from road side to pole pit for a lead of 1.0 Km. | No. | 2 | 320.0759 | 640.1517 | 338.9604 | 677.9207 | 433.1235 | 866.2471 | 455.8192 | 911.6384 | 383.4437 | 766.8875 | 406.0669 | 812.1338 | 518.8723 | 1037.7446 | 546.0612 | 1092.1224 | 320.0759 | 640.1517 | 338.9604 | 677.9207 | 433.1235 | 866.2471 | 455.8192 | 911.6384
5 | Cross arm fixing complete including insulator etc. | No. | 1 | 586.8058 | 586.8058 | 621.4273 | 621.4273 | 794.0598 | 794.0598 | 835.6686 | 835.6686 | 586.8058 | 586.8058 | 621.4273 | 621.4273 | 794.0598 | 794.0598 | 835.6686 | 835.6686 | 586.8058 | 586.8058 | 621.4273 | 621.4273 | 794.0598 | 794.0598 | 835.6686 | 835.6686
6 | Pole erection complete (including earthing) | No. | 2 | 853.5357 | 1707.0713 | 903.8943 | 1807.7885 | 1154.9961 | 2309.9922 | 1215.5179 | 2431.0358 | 1045.1763 | 2090.3525 | 1106.8417 | 2213.6833 | 1414.3223 | 2828.6446 | 1488.4328 | 2976.8655 | 853.5357 | 1707.0713 | 903.8943 | 1807.7885 | 1154.9961 | 2309.9922 | 1215.5179 | 2431.0358
7 | Concreting of stay and poles | Cft. | 103 | 17.0707 | 1758.2842 | 18.0779 | 1862.0229 | 23.0999 | 2379.2929 | 24.3104 | 2503.9678 | 17.0707 | 1758.2842 | 18.0779 | 1862.0229 | 23.0999 | 2379.2929 | 24.3104 | 2503.9678 | 17.0707 | 1758.2842 | 18.0779 | 1862.0229 | 23.0999 | 2379.2929 | 24.3104 | 2503.9678
8 | Stay erection complete with binding of stay wire. | No. | 6 | 149.3687 | 896.2124 | 158.1815 | 949.089 | 202.1243 | 1212.7459 | 212.7156 | 1276.2938 | 149.3687 | 896.2124 | 158.1815 | 949.089 | 202.1243 | 1212.7459 | 212.7156 | 1276.2938 | 149.3687 | 896.2124 | 158.1815 | 949.089 | 202.1243 | 1212.7459 | 212.7156 | 1276.2938
9 | Anticlimbing devices and danger board fixing | No. | 2 | 53.346 | 106.692 | 56.4934 | 112.9868 | 72.1873 | 144.3745 | 75.9699 | 151.9397 | 53.346 | 106.692 | 56.4934 | 112.9868 | 72.1873 | 144.3745 | 75.9699 | 151.9397 | 53.346 | 106.692 | 56.4934 | 112.9868 | 72.1873 | 144.3745 | 75.9699 | 151.9397
10 | Painting of cross arm and numbering of poles etc. | No. | 2 | 64.0152 | 128.0303 | 67.7921 | 135.5841 | 86.6247 | 173.2494 | 91.1638 | 182.3277 | 64.0152 | 128.0303 | 67.7921 | 135.5841 | 86.6247 | 173.2494 | 91.1638 | 182.3277 | 256.0563 | 512.1127 | 271.1637 | 542.3273 | 346.4929 | 692.9859 | 364.6492 | 729.2983
| TOTAL |  |  |  | 7801.3167 |  | 8261.5944 |  | 10556.6653 |  | 11109.8345 |  | 8362.1621 |  | 8855.5304 |  | 11315.5968 |  | 11908.534 |  | 8185.399 |  | 8668.3375 |  | 11076.4017 |  | 11656.8052
The rates are proposed for normal soil conditions. In case of soft rock & hard rock, the rates of pit digging will be taken as two times and ten times respectively as compared to the rates applicable for normal soil.

## AL-2 (A)
LABOUR SCHEDULE AL-2(A)
SCHEDULE OF LABOUR CHARGES PER 33 kV FOUR POLE STRUCTURE (PCC POLE / 9 MTR. LONG RAIL POLE)
S.No. | Particulars | Unit | Qty. | For 280 Kg. 9.1 Mtr. Long PCC poles | [9 empty] | For 60 Kg./ Mtr 9.0 Mtr. Long Rail poles
|  |  |  | Year 2015-16 (PCC Pole) |  | Year 2016-17 (PCC Pole) |  | Year 2017-18 (Already published) (PCC Pole) |  | year 2018-19 |  | Year 2019-20
|  |  |  | Rate | Amount | Rate | Amount | Rate | Amount | Rate | Amount | Rate | Amount | Rate | Amount | Rate | Amount | Rate | Amount | Rate | Amount
1 | Pit digging | No. | 4 | 267.8991 | 1071.5963 | 284.5546 | 1138.2185 | 301.3433 | 1205.3734 | 385.0565 | 1540.2261 | 405.2335 | 1620.934 | 256.0607 | 1024.2428 | 271.1683 | 1084.6731 | 346.4988 | 1385.9953 | 364.6554 | 1458.6215
2 | Stay Pit digging | No. | 8 | 223.2492 | 1785.9938 | 237.1289 | 1897.0308 | 251.1195 | 2008.9556 | 320.8804 | 2567.0435 | 337.6946 | 2701.5566 | 213.3839 | 1707.0713 | 225.9736 | 1807.7885 | 288.749 | 2309.9922 | 303.8795 | 2431.0358
3 | Shifting of materials to pole pit | Set | 6 | 194.2268 | 1165.361 | 206.3021 | 1237.8126 | 218.4739 | 1310.8436 | 279.166 | 1674.9959 | 293.7943 | 1762.7657 | 185.644 | 1113.864 | 196.597 | 1179.582 | 251.2117 | 1507.2699 | 264.3751 | 1586.2509
4 | Transportation of pole from road side to pole pit for a lead of 1.0 Km. | No. | 4 | 334.8738 | 1339.4953 | 355.6933 | 1422.7731 | 376.6792 | 1506.7167 | 481.3207 | 1925.2826 | 506.5419 | 2026.1674 | 320.0759 | 1280.3035 | 338.9604 | 1355.8414 | 433.1235 | 1732.4941 | 455.8192 | 1823.2768
5 | Cross arm fixing complete including insulator etc. | No. | 6 | 613.9354 | 3683.6122 | 652.1043 | 3912.6261 | 690.5785 | 4143.471 | 882.4212 | 5294.5272 | 928.6601 | 5571.9605 | 586.8058 | 3520.8346 | 621.4273 | 3728.5639 | 794.0598 | 4764.3589 | 835.6686 | 5014.0113
6 | Pole erection complete (including earthing) | No. | 4 | 892.9969 | 3571.9876 | 948.5154 | 3794.0616 | 1004.4778 | 4017.9113 | 1283.5218 | 5134.087 | 1350.7783 | 5403.1132 | 853.5357 | 3414.1427 | 903.8943 | 3615.5771 | 1154.9961 | 4619.9844 | 1215.5179 | 4862.0716
7 | Concreting of stay and poles | Cft. | 134 | 17.8599 | 2393.2317 | 18.9703 | 2542.0213 | 20.0896 | 2692.0005 | 25.6704 | 3439.8383 | 27.0156 | 3620.0858 | 17.0707 | 2287.4756 | 18.0779 | 2422.4366 | 23.0999 | 3095.3895 | 24.3104 | 3257.588
8 | Stay erection complete with binding of stay wire. | No. | 8 | 156.2745 | 1250.1957 | 165.9902 | 1327.9216 | 175.7836 | 1406.2689 | 224.6163 | 1796.9305 | 236.3862 | 1891.0896 | 149.3687 | 1194.9499 | 158.1815 | 1265.452 | 202.1243 | 1616.9945 | 212.7156 | 1701.7251
9 | Anticlimbing devices and danger board fixing | No. | 4 | 55.8123 | 223.2492 | 59.2822 | 237.1289 | 62.7799 | 251.1195 | 80.2201 | 320.8804 | 84.4236 | 337.6946 | 53.346 | 213.3839 | 56.4934 | 225.9736 | 72.1873 | 288.749 | 75.9699 | 303.8795
10 | Painting of cross arm and numbering of poles etc. | No. | 6 | 66.9748 | 401.8486 | 71.1387 | 426.8319 | 75.3358 | 452.015 | 96.2641 | 577.5848 | 101.3084 | 607.8502 | 256.0563 | 1536.338 | 271.1637 | 1626.982 | 346.4929 | 2078.9576 | 364.6492 | 2187.895
| TOTAL |  |  |  | 16886.5713 |  | 17936.4264 |  | 18994.6755 |  | 24271.3964 |  | 25543.2175 |  | 17292.6064 |  | 18312.8702 |  | 23400.1855 |  | 24626.3553
The rates are proposed for normal soil conditions. In case of soft rock & hard rock, the rates of pit digging will be taken as two times and ten times respectively as compared to the rates applicable for normal soil.

## AL-3
LABOUR SCHEDULE AL-3
LABOUR CHARGES OF 33 kV LINE ON 280 Kg. 9.1 MTR. LONG PCC POLES, 365 Kg 11 MTR. LONG PCC POLES AND 152x152 mm, 37.1 Kg./ Mtr., 13 Mtr. LONG H-BEAM POLE WITH DOG CONDUCTOR
S. No. | Particulars | Unit | Qty. | For 280 Kg. 9.1 Mtr. Long PCC poles | [9 empty] | For 365 Kg. 11 Mtr. Long PCC poles | [7 empty] | For 152x152 mm 37.1 Kg/Mtr 13.0 Mtr Long H-Beam poles
|  |  |  | Year 2015-16 |  | Year 2016-17 |  | Year 2017-18 (Already published) |  | year 2018-19 |  | Year 2019-20
|  |  |  | Rate | Amount | Rate | Amount | Rate | Amount | Rate | Amount | Rate | Amount | Rate | Amount | Rate | Amount | Rate | Amount | Rate | Amount | Rate | Amount | Rate | Amount | Rate | Amount | Rate | Amount
1 | Survey | Km. | 1 | 3013.4119 | 3013.4119 | 3200.7587 | 3200.7587 | 3389.6035 | 3389.6035 | 4331.2354 | 4331.2354 | 4558.1921 | 4558.1921 | 3200.7567 | 3200.7567 | 3389.6014 | 3389.6014 | 4331.2326 | 4331.2326 | 4558.1892 | 4558.1892 | 3200.7587 | 3200.7587 | 3389.6035 | 3389.6035 | 4331.2354 | 4331.2354 | 4558.1921 | 4558.1921
2 | Tree cutting | Km. | 1
3 | Approach Clearance | Km. | 1
4 | Pit digging | No. | 10 | 241.073 | 2410.7295 | 256.0607 | 2560.607 | 271.1683 | 2711.6828 | 346.4988 | 3464.9883 | 364.6554 | 3646.5537 | 281.4753 | 2814.7532 | 298.0824 | 2980.8236 | 380.8896 | 3808.8964 | 400.8483 | 4008.4825 | 256.0607 | 2560.607 | 271.1683 | 2711.6828 | 346.4988 | 3464.9883 | 364.6554 | 3646.5537
5 | Stay Pit digging | No. | 3 | 200.8941 | 602.6824 | 213.3839 | 640.1517 | 225.9736 | 677.9207 | 288.749 | 866.2471 | 303.8795 | 911.6384 | 213.3795 | 640.1386 | 225.9689 | 677.9068 | 288.7431 | 866.2293 | 303.8732 | 911.6197 | 213.3839 | 640.1517 | 225.9736 | 677.9207 | 288.749 | 866.2471 | 303.8795 | 911.6384
6 | Transportation of pole from road side to pole pit for a lead of 1.0 Km. | No. | 10 | 301.3412 | 3013.4119 | 320.0759 | 3200.7587 | 338.9604 | 3389.6035 | 433.1235 | 4331.2354 | 455.8192 | 4558.1921 | 383.4437 | 3834.4373 | 406.0669 | 4060.6691 | 518.8723 | 5188.723 | 546.0612 | 5460.6121 | 320.0759 | 3200.7587 | 338.9604 | 3389.6035 | 433.1235 | 4331.2354 | 455.8192 | 4558.1921
7 | Shifting of materials (other No than pole) to pole pits | No. | 10 | 78.3487 | 783.4871 | 83.2197 | 832.1973 | 88.1297 | 881.2969 | 112.6121 | 1126.1212 | 118.513 | 1185.1299 | 83.2211 | 832.211 | 88.1311 | 881.3114 | 112.614 | 1126.1397 | 118.5149 | 1185.1495 | 83.2197 | 832.1973 | 88.1297 | 881.2969 | 112.6121 | 1126.1212 | 118.513 | 1185.1299
8 | Cross arm fixing complete with top clamp | No. | 10 | 80.3577 | 803.5765 | 85.3536 | 853.5357 | 90.3894 | 903.8943 | 115.4996 | 1154.9961 | 121.5518 | 1215.5179 | 85.3561 | 853.5606 | 90.3921 | 903.9207 | 115.503 | 1155.0299 | 121.5553 | 1215.5534 | 85.3536 | 853.5357 | 90.3894 | 903.8943 | 115.4996 | 1154.9961 | 121.5518 | 1215.5179
9 | Pole erection complete | No. | 10 | 803.5765 | 8035.7651 | 853.5357 | 8535.3567 | 903.8943 | 9038.9427 | 1154.9961 | 11549.961 | 1215.5179 | 12155.1789 | 1045.1763 | 10451.7626 | 1106.8417 | 11068.4166 | 1414.3223 | 14143.2228 | 1488.4328 | 14884.3277 | 853.5357 | 8535.3567 | 903.8943 | 9038.9427 | 1154.9961 | 11549.961 | 1215.5179 | 12155.1789
10 | Concreting of stay and base pad for poles |  |  | 0 | 0 | 0 | 0 | 0 | 0 | 0 | 0 | 0 | 0 | 0 | 0 | 0 | 0 | 0 | 0 | 0 | 0 | 0 | 0 | 0 | 0 | 0 | 0 | 0 | 0
| (i) For PCC poles | Cft | 51 | 16.0715 | 819.648 | 17.0707 | 870.6064 | 18.0779 | 921.9722 | 23.0999 | 1178.096 | 24.3104 | 1239.8283 | 17.0707 | 870.6064 | 18.0779 | 921.9722 | 23.0999 | 1178.096 | 24.3104 | 1239.8283 | 0 | 0 | 0 | 0 | 0 | 0 | 0 | 0
| (ii) For Rail poles | Cft | 270 | 0 | 0 | 0 | 0 | 0 | 0 | 0 | 0 | 0 | 0 | 0 | 0 | 0 | 0 | 0 | 0 | 0 | 0 | 17.0707 | 4609.0926 | 18.0779 | 4881.0291 | 23.0999 | 6236.9789 | 24.3104 | 6563.7966
11 | Stay erection complete | No. | 3 | 140.6259 | 421.8777 | 149.3687 | 448.1062 | 158.1815 | 474.5445 | 202.1243 | 606.373 | 212.7156 | 638.1469 | 149.3731 | 448.1193 | 158.1861 | 474.5584 | 202.1302 | 606.3907 | 212.7218 | 638.1655 | 149.3687 | 448.1062 | 158.1815 | 474.5445 | 202.1243 | 606.373 | 212.7156 | 638.1469
12 | Insulator fixing with G.I. Pin | No. | 30 | 20.0894 | 602.6824 | 21.3384 | 640.1517 | 22.5974 | 677.9207 | 28.8749 | 866.2471 | 30.3879 | 911.6384 | 21.339 | 640.1705 | 22.598 | 677.9405 | 28.8757 | 866.2724 | 30.3888 | 911.6651 | 21.3384 | 640.1517 | 22.5974 | 677.9207 | 28.8749 | 866.2471 | 30.3879 | 911.6384
13 | Anti climbing devices and danger board. | No. | 10 | 50.2235 | 502.2353 | 53.346 | 533.4598 | 56.4934 | 564.9339 | 72.1873 | 721.8726 | 75.9699 | 759.6987 | 53.3422 | 533.4223 | 56.4894 | 564.8942 | 72.1822 | 721.8218 | 75.9645 | 759.6453 | 53.346 | 533.4598 | 56.4934 | 564.9339 | 72.1873 | 721.8726 | 75.9699 | 759.6987
14 | Painting and numbering etc. | No. | 10 | 60.2682 | 602.6824 | 64.0152 | 640.1517 | 67.7921 | 677.9207 | 86.6247 | 866.2471 | 91.1638 | 911.6384 | 64.017 | 640.1705 | 67.7941 | 677.9405 | 86.6272 | 866.2724 | 91.1665 | 911.6651 | 256.0563 | 2560.5634 | 271.1637 | 2711.6366 | 346.4929 | 3464.9293 | 364.6492 | 3646.4916
15 | Stringing of line for Dog conductor | Km. | 1 | 9040.2357 | 9040.2357 | 9602.2762 | 9602.2762 | 10168.8105 | 10168.8105 | 12993.7061 | 12993.7061 | 13674.5763 | 13674.5763 | 9602.2808 | 9602.2808 | 10168.8153 | 10168.8153 | 12993.7122 | 12993.7122 | 13674.5827 | 13674.5827 | 9602.2762 | 9602.2762 | 10168.8105 | 10168.8105 | 12993.7061 | 12993.7061 | 13674.5763 | 13674.5763
16 | Carpet guarding | Span | 1 | 1707.6001 | 1707.6001 | 1813.7633 | 1813.7633 | 1920.7753 | 1920.7753 | 2454.3667 | 2454.3667 | 2582.9755 | 2582.9755 | 1813.7632 | 1813.7632 | 1920.7752 | 1920.7752 | 2454.3666 | 2454.3666 | 2582.9754 | 2582.9754 | 1813.7633 | 1813.7633 | 1920.7753 | 1920.7753 | 2454.3667 | 2454.3667 | 2582.9755 | 2582.9755
17 | Twisting of jointing sleeves | No. | 3 | 60.2682 | 180.8047 | 64.0152 | 192.0455 | 67.7921 | 203.3762 | 86.6247 | 259.8741 | 91.1638 | 273.4915 | 64.017 | 192.0511 | 67.7941 | 203.3822 | 86.6272 | 259.8817 | 91.1665 | 273.4995 | 64.0152 | 192.0455 | 67.7921 | 203.3762 | 86.6247 | 259.8741 | 91.1638 | 273.4915
| TOTAL |  |  |  | 32540.8308 |  | 34563.9268 |  | 36603.1985 |  | 46771.567 |  | 49222.3971 |  | 37368.1211 |  | 39572.928 |  | 50566.2875 |  | 53215.9609 |  | 40221.384 |  | 42595.9713 | 0 | 54429.1321 |  | 57281.2186
The rates are proposed for normal soil conditions. In case of soft rock & hard rock, the rates of pit digging will be taken as two times and ten times respectively as compared to the rates applicable for normal soil.

## AL-3 (B)
LABOUR SCHEDULE AL-3 (B)
LABOUR CHARGES FOR ADDITIONAL MID-SPAN RAIL POLE FOR 33 kV LINE
S. No. | Particulars | Unit | Qty. | For 60 Kg. / Mtr. 13.0 Mt. Rail poles |  | For 60 Kg. / Mtr. 13.0 Mtr. Rail poles
|  |  |  | Year 2015-16 |  | Year 2016-17 |  | Year 2017-18 (Already published) |  | year 2018-19 |  | Year 2019-20
|  |  |  | Rate | Amount | Rate | Amount | Rate | Amount | Rate | Amount | Rate | Amount
1 | Pit digging | No. | 1 | 241.073 | 241.073 | 256.0607 | 256.0607 | 271.1683 | 271.1683 | 346.4988 | 346.4988 | 364.6554 | 364.6554
2 | Transportation of pole from road side to pole pit for a lead of 1.0 Km. | No. | 1 | 301.3412 | 301.3412 | 320.0759 | 320.0759 | 338.9604 | 338.9604 | 433.1235 | 433.1235 | 455.8192 | 455.8192
3 | Shifting of materials (other No than pole) to pole pits | No. | 1 | 78.3487 | 78.3487 | 83.2197 | 83.2197 | 88.1297 | 88.1297 | 112.6121 | 112.6121 | 118.513 | 118.513
4 | Cross arm fixing complete with top clamp | No. | 1 | 80.3577 | 80.3577 | 85.3536 | 85.3536 | 90.3894 | 90.3894 | 115.4996 | 115.4996 | 121.5518 | 121.5518
5 | Pole erection complete | No. | 1 | 803.5765 | 803.5765 | 853.5357 | 853.5357 | 903.8943 | 903.8943 | 1154.9961 | 1154.9961 | 1215.5179 | 1215.5179
6 | Concreting of rail @ 0.6 cmt. Per pole and @ 0.05 cmt per pole for base padding of rail pole |  |  | 0 | 0 |  |  |  |  | 0 | 0 | 0 | 0
| (i) For Rail poles | Cft | 24 | 14.7959 | 355.1019 | 15.7158 | 377.1789 | 16.643 | 399.4325 | 21.2664 | 510.3948 | 22.3808 | 537.1395
7 | Insulator fixing with G.I. Pin | No. | 3 | 20.0894 | 60.2682 | 21.3384 | 64.0152 | 22.5974 | 67.7921 | 28.8749 | 86.6247 | 30.3879 | 91.1638
8 | Anti climbing devices and danger board. | No. | 1 | 50.2235 | 50.2235 | 53.346 | 53.346 | 56.4934 | 56.4934 | 72.1873 | 72.1873 | 75.9699 | 75.9699
9 | Painting and numbering etc. | No. | 1 | 241.0688 | 241.0688 | 256.0563 | 256.0563 | 271.1637 | 271.1637 | 346.4929 | 346.4929 | 364.6492 | 364.6492
10 | TOTAL |  |  |  | 2211.3595 |  | 2348.8419 |  | 2487.4236 |  | 3178.4299 |  | 3344.9796
Note :- The rates are proposed for normal soil conditions . In case of soft rock & hard rock, the rates of pit digging will be taken as two times and ten times respectively as compared to the rates applicable for normal soil.

## AL-4
LABOUR SCHEDULE AL-4
LABOUR CHARGES OF 33 kV LINE ON 60 Kg. / 52 Kg./ MTR. LONG RAIL POLE 13 METER LONG MAX. 50 METER SPAN ON PANTHER CONDUCTOR
| S. No. | Particulars | Unit | Qty. | For 60 Kg./ Mtr 13 Mtr. Long Rail poles
[5 empty] | Year 2015-16 |  | Year 2016-17 |  | Year 2017-18 (Already published) |  | year 2018-19 |  | Year 2019-20
[5 empty] | Rate | Amount | Rate | Amount | Rate | Amount | Rate | Amount | Rate | Amount
| 1 | Survey | Km. | 1 | 3013.4119 | 3013.4119 | 3200.7587 | 3200.7587 | 3389.6035 | 3389.6035 | 4331.2354 | 4331.2354 | 4558.1921 | 4558.1921
| 2 | Tree cutting | Km. | 1
| 3 | Approach Clearance | Km. | 1
| 4 | Pit digging 7 feet depth | No. | 20 | 281.2518 | 5625.0356 | 298.7375 | 5974.7497 | 316.363 | 6327.2599 | 404.2486 | 8084.9727 | 425.4313 | 8508.6253
| 5 | Stay Pit digging | No. | 12 | 200.8941 | 2410.7295 | 213.3839 | 2560.607 | 225.9736 | 2711.6828 | 288.749 | 3464.9883 | 303.8795 | 3646.5537
| 6 | Transportation of pole from road side to pole pit for a lead of 1.0 Km. | No. | 20 | 401.7883 | 8035.7651 | 426.7678 | 8535.3567 | 451.9471 | 9038.9427 | 577.498 | 11549.961 | 607.7589 | 12155.1789
| 7 | Shifting of materials (other No than pole) to pole pits | No. | 20 | 78.3487 | 1566.9742 | 83.2197 | 1664.3945 | 88.1297 | 1762.5938 | 112.6121 | 2252.2424 | 118.513 | 2370.2599
| 8 | DC Cross arm fixing | No. | 30 | 120.5365 | 3616.0943 | 128.0303 | 3840.9105 | 135.5841 | 4067.5242 | 173.2494 | 5197.4824 | 182.3277 | 5469.8305
| 9 | Pole erection complete | No. | 20 | 1004.4706 | 20089.4128 | 1066.9196 | 21338.3916 | 1129.8678 | 22597.3567 | 1443.7451 | 28874.9025 | 1519.3974 | 30387.9473
| 10 | Concreting of stay and base pad for poles |  |  | 0 | 0 | 0 | 0 | 0 | 0 | 0 | 0 | 0 | 0
|  | (i) For PCC poles | Cft | 0 | 0 | 0 | 0 | 0 | 0 | 0 | 0 | 0 | 0 | 0
|  | (ii) For Rail poles | Cft | 512 | 16.0715 | 8228.6235 | 17.0707 | 8740.2052 | 18.0779 | 9255.8773 | 23.0999 | 11827.16 | 24.3104 | 12446.9032
| 11 | Stay erection complete | No. | 12 | 140.6259 | 1687.5107 | 149.3687 | 1792.4249 | 158.1815 | 1898.178 | 202.1243 | 2425.4918 | 212.7156 | 2552.5876
| 12 | Insulator fixing with hardware | No. | 180 | 20.0894 | 3616.0943 | 21.3384 | 3840.9105 | 22.5974 | 4067.5242 | 28.8749 | 5197.4824 | 30.3879 | 5469.8305
| 13 | Anti climbing devices and danger board. | No. | 20 | 50.2235 | 1004.4706 | 53.346 | 1066.9196 | 56.4934 | 1129.8678 | 72.1873 | 1443.7451 | 75.9699 | 1519.3974
| 14 | Painting and numbering etc. | No. | 20 | 241.073 | 4821.4591 | 256.0607 | 5121.214 | 271.1683 | 5423.3656 | 346.4988 | 6929.9766 | 364.6554 | 7293.1074
| 15 | Stringing of line for Panther conductor | Km. | 1 | 30134.1191 | 30134.1191 | 32007.5875 | 32007.5875 | 33896.0351 | 33896.0351 | 43312.3537 | 43312.3537 | 45581.921 | 45581.921
| 16 | Carpet guarding | Span | 5 | 2008.9413 | 10044.7064 | 2133.8392 | 10669.1958 | 2259.7357 | 11298.6784 | 2887.4902 | 14437.4512 | 3038.7947 | 15193.9737
| 17 | Twisting of jointing sleeves | No. | 6 | 120.5365 | 723.2189 | 128.0303 | 768.1821 | 135.5841 | 813.5048 | 173.2494 | 1039.4965 | 182.3277 | 1093.9661
|  | TOTAL |  |  |  | 104617.6259 |  | 111121.8083 |  | 117677.995 |  | 150368.942 |  | 158248.2746
The rates are proposed for normal soil conditions. In case of soft rock & hard rock, the rates of pit digging will be taken as two times and ten times respectively as compared to the rates applicable for normal soil.

## AL-5
LABOUR SCHEDULE AL-5 (REVISED)
SCHEDULE OF LABOUR CHARGES FOR 33 kV / 11 kV UNDERGROUND CABLE CROSSING UNDER EXISTING RAIWAY TRACK 2.5 Mtr. DEEP FROM GROUND LEVEL. (60 Mtr. LONG CORRIDOR / ROUTE LENGTH OF HDPE PIPE DOUBLE CIRCUIT )
S. No. | Particulars | Unit | Year 2015-16 |  |  | Qty. | Year 2016-17 |  |  | Year 2017-18 |  |  | Year 2018-19 |  |  | Year 2016-17 |  |  | Year 2017-18 |  |  | Year 2019-20
[13 empty] | Using HDD Technique | [11 empty] | Using Pipe Pushing
|  |  | Qty. | Rate | Amount |  | Rate | 3x240 sq.mm AB XLPE Cable | 3x400 sq.mm AB XLPE Cable | Rate | 3x240 sq.mm AB XLPE Cable | 3x400 sq.mm AB XLPE Cable | Rate | 3x240 sq.mm AB XLPE Cable | 3x400 sq.mm AB XLPE Cable | Rate | 3x240 sq.mm AB XLPE Cable | 3x400 sq.mm AB XLPE Cable | Rate | 3x240 sq.mm AB XLPE Cable | 3x400 sq.mm AB XLPE Cable | Rate | 3x240 sq.mm AB XLPE Cable | 3x400 sq.mm AB XLPE Cable | Rate | 3x240 sq.mm AB XLPE Cable | 3x400 sq.mm AB XLPE Cable | Rate | 3x240 sq.mm AB XLPE Cable | 3x400 sq.mm AB XLPE Cable
[8 empty] | Amount | Amount |  | Amount | Amount |  | Amount | Amount |  | Amount | Amount |  | Amount | Amount |  | Amount | Amount |  | Amount | Amount |  | Amount | Amount
1 | 2 | 3 | 4 | 5 | 6 | 3 | 8 | 9 | 10 | 11 | 12 | 13 | 4 | 5 | 6 | 17 | 18 | 19 | 20 | 21 | 22 |  | 7 | 8 | 9 | 10 | 11 |  | 12 | 13
1 | Labour charges for laying of HDPE Pipe of maximum 240 mm dia, in normal soil under 2.5 mtr. Deep from ground level using
a | Pipe Pushing method * | Mtr. | 100 | 12899.2199 | 1289921.9898 | 120 | & | & | & | [6 empty] | 13701.1773 | 1644141.2758 | 1644141.2758 | 14509.5468 | 1741145.6111 | 1741145.6111 |  |  |  | 18540.2988 | 2224835.8619 | 2224835.8619 | 19511.8105 | 2341417.261 | 2341417.261
b | Using HDD Technique (Horizontal Directional Drilling) ** | Mtr. |  |  |  | 120 | 1285.2269 | 154227.2292 | 154227.2292 | 1361.0553 | 163326.6357 | 163326.6357 | 1739.1565 | 208698.7751 | 208698.7751 | & | & | & | & | & | & | 1830.2883 | 219634.5909 | 219634.5909 | & | & | & | 0 | 0 | 0
2 | Laying of 240 sqmm 3 core XLPE cable through HDPE pipe. | Mtr. | 160 | 322.4805 | 51596.8796 | 180 | 342.5294 | 61655.2978 |  | 362.7387 | 65292.9604 | & | 463.5075 | 83431.3448 | & | 342.5294 | 61655.2978 |  | 362.7387 | 65292.9604 |  | 487.7953 | 87803.1473 | 0 | 463.5075 | 83431.3448 |  | 487.7953 | 87803.1473 | 0
3 | Laying of 400 sqmm 3 core XLPE cable through HDPE pipe. | Mtr. |  |  |  | 190 | 342.5294 |  | 65080.5922 | 362.7387 |  | 68920.3471 | 463.5075 |  | 88066.4195 | 342.5294 |  | 65080.5922 | 362.7387 |  | 68920.3471 | 487.7953 | 0 | 92681.0999 | 463.5075 |  | 88066.4195 | 487.7953 |  | 92681.0999
4 | Earthing pit digging and laying of earth pipe complete. | Set. | 4 | 7042.9741 | 28171.8963 | 10 | 746.8437 | 7468.4371 | 7468.4371 | 790.9075 | 7909.0749 | 7909.0749 | 1010.6216 | 10106.2159 | 10106.2159 | 746.8437 | 7468.4371 | 7468.4371 | 790.9075 | 7909.0749 | 7909.0749 | 1063.5782 | 10635.7816 | 10635.7816 | 1010.6216 | 10106.2159 | 10106.2159 | 1063.5782 | 10635.7816 | 10635.7816
5 | Joining kit labour charges. | Set. | 4 | 5159.688 | 20638.7518 | 4 | 5480.4709 | 21921.8837 | 21921.8837 | 5803.8187 | 23215.2748 | 23215.2748 | 7416.1195 | 29664.4782 | 29664.4782 | 5480.4709 | 21921.8837 | 21921.8837 | 5803.8187 | 23215.2748 | 23215.2748 | 7804.7242 | 31218.8968 | 31218.8968 | 7416.1195 | 29664.4782 | 29664.4782 | 7804.7242 | 31218.8968 | 31218.8968
6 | Covering of cable with tiles | Mtr. |  |  |  | 60 | 2.727 | 163.623 | 163.623 | 2.8879 | 173.2767 | 173.2767 | 3.6902 | 221.413 | 221.413 | 2.727 | 163.623 | 163.623 | 2.8879 | 173.2767 | 173.2767 | 3.8836 | 233.0151 | 233.0151 | 3.6902 | 221.413 | 221.413 | 3.8836 | 233.0151 | 233.0151
7 | Spreading sand and forming with sand round the cable | Mtr. |  |  |  | 60 | 9.9095 | 594.5727 | 594.5727 | 10.4942 | 629.6525 | 629.6525 | 13.4095 | 804.57 | 804.57 | 9.9095 | 594.5727 | 594.5727 | 10.4942 | 629.6525 | 629.6525 | 14.1122 | 846.7295 | 846.7295 | 13.4095 | 804.57 | 804.57 | 14.1122 | 846.7295 | 846.7295
8 | Laying of GI Pipe | Mtr |  |  |  | 24 | 49.0789 | 1177.8945 | 1177.8945 | 51.9746 | 1247.3903 | 1247.3903 | 66.4131 | 1593.9153 | 1593.9153 | 49.0789 | 1177.8945 | 1177.8945 | 51.9746 | 1247.3903 | 1247.3903 | 69.8932 | 1677.4365 | 1677.4365 | 66.4131 | 1593.9153 | 1593.9153 | 69.8932 | 1677.4365 | 1677.4365
9 | Fixing of 33 kV LA including earthing. | Set. |  |  |  | 2 | 213.3839 | 426.7678 | 426.7678 | 225.9736 | 451.9471 | 451.9471 | 288.749 | 577.498 | 577.498 | 213.3839 | 426.7678 | 426.7678 | 225.9736 | 451.9471 | 451.9471 | 303.8795 | 607.7589 | 607.7589 | 288.749 | 577.498 | 577.498 | 303.8795 | 607.7589 | 607.7589
10 | Jumpering of Lightning Arrestor and fixing of Aluminium lugs. | Set. |  |  |  | 2 | 215.2506 | 430.5012 | 430.5012 | 227.9504 | 455.9008 | 455.9008 | 291.275 | 582.55 | 582.55 | 215.2506 | 430.5012 | 430.5012 | 227.9504 | 455.9008 | 455.9008 | 306.5378 | 613.0756 | 613.0756 | 291.275 | 582.55 | 582.55 | 306.5378 | 613.0756 | 613.0756
11 | Fixing of Riser pipe with clamps | Mtr. | 12 | 257.9844 | 3095.8128 | 12 | 274.0235 | 3288.2826 | 3288.2826 | 290.1909 | 3482.2912 | 3482.2912 | 370.806 | 4449.6717 | 4449.6717 | 274.0235 | 3288.2826 | 3288.2826 | 290.1909 | 3482.2912 | 3482.2912 | 390.2362 | 4682.8345 | 4682.8345 | 370.806 | 4449.6717 | 4449.6717 | 390.2362 | 4682.8345 | 4682.8345
12 | TOTAL |  |  |  | 1393425.3303 |  |  | 251354.4896 | 254779.784 |  | 266184.4045 | 269811.7912 |  | 340130.4321 | 344765.5068 |  | 1741268.5363 | 1744693.8306 |  | 1844003.3799 | 1847630.7666 |  | 357953.2667 | 362831.2194 |  | 2356267.5188 | 2360902.5935 |  | 2479735.9368 | 2484613.8894
13 | TOTAL (Rounded Off) |  |  |  | 1393425 |  |  | 251354 | 254780 |  | 266184 | 269812 |  | 340130 | 344766 |  | 1741269 | 1744694 |  | 1844003 | 1847631 |  | 357953 | 362831 |  | 2356268 | 2360903 |  | 2479736 | 2484614
Note | Since our requirement of HDPE Pipe is maximum 240 mm hence HDD technique is suitable in place of pipe pushing.

## AL-6
LABOUR SCHEDULE AL-6 [ for Sch- A-10 ]
SCHEDULE OF LABOUR CHARGES FOR 33 kV / 11 kV UNDERGROUND CABLE CROSSING UNDER PROPOSED RAILWAY TRACK 2.5 Mtr. DEEP FROM GROUND LEVEL. (60 Mtr. LONG CORRIDOR / ROUTE LENGTH OF HDPE PIPE DOUBLE CIRCUIT ) USING OPEN TRENCH METHOD
S. No. | Particulars | Unit | Qty. |  | 2016-17 |  | 2017-18 |  |  | Year 2018-19 |  |  | Year 2019-20
|  |  |  | Rate | 3x240 sq.mm AB XLPE Cable | 3x400 sq.mm AB XLPE Cable | Rate | 3x240 sq.mm AB XLPE Cable | 3x400 sq.mm AB XLPE Cable | Rate | 3x240 sq.mm AB XLPE Cable | 3x400 sq.mm AB XLPE Cable | Rate | 3x240 sq.mm AB XLPE Cable | 3x400 sq.mm AB XLPE Cable
[5 empty] | Amount | Amount |  | Amount | Amount |  | Amount | Amount |  | Amount | Amount
1 | 2 | 3 | 4 | 5 | 6 | 7 | 5 | 6 | 7 | 5 | 6 | 7 | 8 | 9 | 10
1 | Cable trench excavation 1000x0.6x1=600 ordinary soil. | Cube / Mtr. | 120 | 176.7868 | 21214.42 | 21214.42 | 187.2173 | 22466.0708 | 22466.0708 | 239.2262 | 28707.1452 | 28707.1452 | 251.7617 | 30211.3997 | 30211.3997
2 | Labour charges for laying of HDPE Pipe of maximum 240 mm dia, in normal soil under 2.5 mtr. Deep from ground level using Open Trench Method | Mtr. | 120 | 38.1699 | 4580.388 | 4580.388 | 40.4219 | 4850.6309 | 4850.6309 | 51.6511 | 6198.1362 | 6198.1362 | 54.3577 | 6522.9185 | 6522.9185
3 | Laying of 240 sqmm 3 core XLPE cable through HDPE pipe. | Mtr. | 180 | 342.5294 | 61655.2978 |  | 362.7387 | 65292.9604 |  | 463.5075 | 83431.3448 |  | 487.7953 | 87803.1473
4 | Laying of 400 sqmm 3 core XLPE cable through HDPE pipe. | Mtr. | 190 | 342.5294 |  | 65080.5922 | 362.7387 |  | 68920.3471 | 463.5075 |  | 88066.4195 | 487.7953 |  | 92681.0999
5 | Earthing pit digging and laying of earth pipe complete. | Set. | 10 | 746.8437 | 7468.4371 | 7468.4371 | 790.9075 | 7909.0749 | 7909.0749 | 1010.6216 | 10106.2159 | 10106.2159 | 1063.5782 | 10635.7816 | 10635.7816
6 | Joining kit labour charges. | Set. | 4 | 5480.4709 | 21921.8837 | 21921.8837 | 5803.8187 | 23215.2748 | 23215.2748 | 7416.1195 | 29664.4782 | 29664.4782 | 7804.7242 | 31218.8968 | 31218.8968
7 | Covering of cable with tiles | Mtr. | 60 | 2.727 | 163.623 | 163.623 | 2.8879 | 173.2767 | 173.2767 | 3.6902 | 221.413 | 221.413 | 3.8836 | 233.0151 | 233.0151
8 | Spreading sand and forming with sand round the cable | Mtr. | 60 | 9.9095 | 594.5727 | 594.5727 | 10.4942 | 629.6525 | 629.6525 | 13.4095 | 804.57 | 804.57 | 14.1122 | 846.7295 | 846.7295
9 | Laying of GI Pipe | Mtr | 24 | 49.0789 | 1177.8945 | 1177.8945 | 51.9746 | 1247.3903 | 1247.3903 | 66.4131 | 1593.9153 | 1593.9153 | 69.8932 | 1677.4365 | 1677.4365
10 | Fixing of 33 kV LA including earthing. | Set. | 2 | 213.3839 | 426.7678 | 426.7678 | 225.9736 | 451.9471 | 451.9471 | 288.749 | 577.498 | 577.498 | 303.8795 | 607.7589 | 607.7589
11 | Jumpering of Lightning Arrestor and fixing of Aluminium lugs. | Set. | 2 | 215.2506 | 430.5012 | 430.5012 | 227.9504 | 455.9008 | 455.9008 | 291.275 | 582.55 | 582.55 | 306.5378 | 613.0756 | 613.0756
12 | Fixing of Riser pipe with clamps | Mtr. | 12 | 274.0235 | 3288.2826 | 3288.2826 | 290.1909 | 3482.2912 | 3482.2912 | 370.806 | 4449.6717 | 4449.6717 | 390.2362 | 4682.8345 | 4682.8345
| TOTAL |  |  |  | 122922.0684 | 126347.3628 |  | 130174.4705 | 133801.8572 |  | 166336.9384 | 170972.0131 |  | 175052.9939 | 179930.9466
| TOTAL (Rounded Off) |  |  |  | 122922 | 126347 |  | 130174 | 133802 |  | 166337 | 170972 |  | 175053 | 179931

## BL-1
LABOUR SCHEDULE BL-1
SCHEDULE OF LABOUR CHARGES OF 33/11 kV SUB-STATION EXCLUDING TRANSFORMER 1.6 MVA & ABOVE
S.No. | Particulars | Unit | 2015-16 | [6 empty] | 2016-17 | [6 empty] | 2017-18 | [6 empty] | year 2018-19 | [6 empty] | Year 2019-20
|  |  | Rate (Rs) | 1.6 MVA |  | 3.15 MVA |  | 5.0 MVA |  | Rate (Rs) | 1.6 MVA |  | 3.15 MVA |  | 5.0 MVA |  | Rate (Rs) | 1.6 MVA |  | 3.15 MVA |  | 5.0 MVA |  | Rate (Rs) | 1.6 MVA |  | 3.15 MVA |  | 5.0 MVA |  | Rate (Rs) | 1.6 MVA |  | 3.15 MVA |  | 5.0 MVA
|  |  |  | Qty. | Amt. (Rs) | Qty. | Amt. (Rs) | Qty. | Amt. (Rs) |  | Qty. | Amt. (Rs) | Qty. | Amt. (Rs) | Qty. | Amt. (Rs) |  | Qty. | Amt. (Rs) | Qty. | Amt. (Rs) | Qty. | Amt. (Rs) |  | Qty. | Amt. (Rs) | Qty. | Amt. (Rs) | Qty. | Amt. (Rs) |  | Qty. | Amt. (Rs) | Qty. | Amt. (Rs) | Qty. | Amt. (Rs)
1 | Pole pit digging | No. | 241.073 | 28 | 6750.0427 | 28 | 6750.0427 | 32 | 7714.3345 | 256.0607 | 28 | 7169.6996 | 28 | 7169.6996 | 32 | 8193.9424 | 271.1683 | 28 | 7592.7119 | 28 | 7592.7119 | 32 | 8677.385 | 346.4988 | 28 | 9701.9672 | 28 | 9701.9672 | 32 | 11087.9625 | 364.6554 | 28 | 10210.3503 | 28 | 10210.3503 | 32 | 11668.9718
2 | Shifting of materials (Other than pole) to pole pits in case of: |  | 0 | 0 | 0 | 0 | 0 | 0 | 0 | 0 | 0 | 0 | 0 | 0 | 0 | 0 | 0 | 0 | 0 | 0 | 0 | 0 | 0 | 0 | 0 | 0 | 0 | 0 | 0 | 0 | 0 | 0 | 0 | 0 | 0 | 0 | 0
| (a) S/s materials excluding yard lighting | Set | 100.4471 | 22 | 2209.8354 | 22 | 2209.8354 | 22 | 2209.8354 | 106.692 | 22 | 2347.2231 | 22 | 2347.2231 | 22 | 2347.2231 | 112.9868 | 22 | 2485.7092 | 22 | 2485.7092 | 22 | 2485.7092 | 144.3745 | 22 | 3176.2393 | 22 | 3176.2393 | 22 | 3176.2393 | 151.9397 | 22 | 3342.6742 | 22 | 3342.6742 | 22 | 3342.6742
| (b) Yard lighting | Set | 30.1341 | 6 | 180.8047 | 6 | 180.8047 | 6 | 180.8047 | 32.0076 | 6 | 192.0455 | 6 | 192.0455 | 6 | 192.0455 | 33.896 | 6 | 203.3762 | 6 | 203.3762 | 6 | 203.3762 | 43.3124 | 6 | 259.8741 | 6 | 259.8741 | 6 | 259.8741 | 45.5819 | 6 | 273.4915 | 6 | 273.4915 | 6 | 273.4915
3 | Transportation of support from road side to pole pits for a lead for 1.0 Km. |  | 0 |  | 0 | 0 | 0 | 0 | 0 | 0 |  | 0 | 0 | 0 | 0 | 0 | 0 |  | 0 | 0 | 0 | 0 | 0 | 0 |  | 0 | 0 | 0 | 0 | 0 | 0 |  | 0 | 0 | 0 | 0 | 0
| (a) Bus bar gantry structure & PCC pole for yard lighting | No. | 301.3412 | 22 | 6629.5062 | 22 | 6629.5062 | 26 | 7834.871 | 320.0759 | 22 | 7041.6692 | 22 | 7041.6692 | 26 | 8321.9727 | 338.9604 | 22 | 7457.1277 | 22 | 7457.1277 | 26 | 8812.9691 | 433.1235 | 22 | 9528.7178 | 22 | 9528.7178 | 26 | 11261.212 | 455.8192 | 22 | 10028.0226 | 22 | 10028.0226 | 26 | 11851.2995
4 | Cross arm fixing complete including insulator etc. | No. | 301.3412 | 33 | 9944.2593 | 33 | 9944.2593 | 41 | 12354.9888 | 320.0759 | 33 | 10562.5039 | 33 | 10562.5039 | 41 | 13123.1109 | 338.9604 | 33 | 11185.6916 | 33 | 11185.6916 | 41 | 13897.3744 | 433.1235 | 33 | 14293.0767 | 33 | 14293.0767 | 41 | 17758.065 | 455.8192 | 33 | 15042.0339 | 33 | 15042.0339 | 41 | 18688.5876
5 | Pole erection complete |  | 0 |  | 0 | 0 | 0 | 0 | 0 | 0 |  | 0 | 0 | 0 | 0 | 0 | 0 |  | 0 | 0 | 0 | 0 | 0 | 0 |  | 0 | 0 | 0 | 0 | 0 | 0 |  | 0 | 0 | 0 | 0 | 0
| (i)H-Beam for mounting DO fuse units & DP. | No. | 502.2353 | 12 | 6026.8238 | 12 | 6026.8238 | 14 | 7031.2945 | 533.4598 | 12 | 6401.5175 | 12 | 6401.5175 | 14 | 7468.4371 | 564.9339 | 12 | 6779.207 | 12 | 6779.207 | 14 | 7909.0749 | 721.8726 | 12 | 8662.4707 | 12 | 8662.4707 | 14 | 10106.2159 | 759.6987 | 12 | 9116.3842 | 12 | 9116.3842 | 14 | 10635.7816
| (ii) Bus bar structure. | No. | 803.5765 | 10 | 8035.7651 | 10 | 8035.7651 | 12 | 9642.9181 | 853.5357 | 10 | 8535.3567 | 10 | 8535.3567 | 12 | 10242.428 | 903.8943 | 10 | 9038.9427 | 10 | 9038.9427 | 12 | 10846.7312 | 1154.9961 | 10 | 11549.961 | 10 | 11549.961 | 12 | 13859.9532 | 1215.5179 | 10 | 12155.1789 | 10 | 12155.1789 | 12 | 14586.2147
| (iii) Tabular pole for yard lighting | No. | 502.2353 | 6 | 3013.4119 | 6 | 3013.4119 | 6 | 3013.4119 | 533.4598 | 6 | 3200.7587 | 6 | 3200.7587 | 6 | 3200.7587 | 564.9339 | 6 | 3389.6035 | 6 | 3389.6035 | 6 | 3389.6035 | 721.8726 | 6 | 4331.2354 | 6 | 4331.2354 | 6 | 4331.2354 | 759.6987 | 6 | 4558.1921 | 6 | 4558.1921 | 6 | 4558.1921
6 | Concreting of supports | Cft. | 16.0715 | 36.6 | 588.218 | 36.6 | 588.218 | 45 | 723.2189 | 17.0707 | 36.6 | 624.7881 | 36.6 | 624.7881 | 45 | 768.1821 | 18.0779 | 36.6 | 661.6506 | 36.6 | 661.6506 | 45 | 813.5048 | 23.0999 | 36.6 | 845.4571 | 36.6 | 845.4571 | 45 | 1039.4965 | 24.3104 | 36.6 | 889.7591 | 36.6 | 889.7591 | 45 | 1093.9661
7 | Fixing of 33 kV DO fuse units. | Set. | 251.1177 | 1 | 251.1177 | 0 | 0 | 0 | 0 | 266.7299 | 1 | 266.7299 | 0 | 0 | 0 | 0 | 282.467 | 1 | 282.467 | 0 | 0 | 0 | 0 | 360.9363 | 1 | 360.9363 | 0 | 0 | 0 | 0 | 379.8493 | 1 | 379.8493 | 0 | 0 | 0 | 0
8 | Fixing of 11 kV DO fuse units. | Set. | 200.8941 | 1 | 200.8941 | 1 | 200.8941 | 1 | 200.8941 | 213.3839 | 1 | 213.3839 | 1 | 213.3839 | 1 | 213.3839 | 225.9736 | 1 | 225.9736 | 1 | 225.9736 | 1 | 225.9736 | 288.749 | 1 | 288.749 | 1 | 288.749 | 1 | 288.749 | 303.8795 | 1 | 303.8795 | 1 | 303.8795 | 1 | 303.8795
9 | Fixing of 33 kV LA including earthing. | Set. | 200.8941 | 1 | 200.8941 | 1 | 200.8941 | 1 | 200.8941 | 213.3839 | 1 | 213.3839 | 1 | 213.3839 | 1 | 213.3839 | 225.9736 | 1 | 225.9736 | 1 | 225.9736 | 1 | 225.9736 | 288.749 | 1 | 288.749 | 1 | 288.749 | 1 | 288.749 | 303.8795 | 1 | 303.8795 | 1 | 303.8795 | 1 | 303.8795
10 | Fixing of 11 kV LA including earthing. | Set. | 150.6706 | 12 | 1808.0471 | 12 | 1808.0471 | 15 | 2260.0589 | 160.0379 | 12 | 1920.4552 | 12 | 1920.4552 | 15 | 2400.5691 | 169.4802 | 12 | 2033.7621 | 12 | 2033.7621 | 15 | 2542.2026 | 216.5618 | 12 | 2598.7412 | 12 | 2598.7412 | 15 | 3248.4265 | 227.9096 | 12 | 2734.9153 | 12 | 2734.9153 | 15 | 3418.6441
11 | Fixing of 33 kV AB switch complete with handle. | Set. | 703.1294 | 1 | 703.1294 | 1 | 703.1294 | 1 | 703.1294 | 746.8437 | 1 | 746.8437 | 1 | 746.8437 | 1 | 746.8437 | 790.9075 | 1 | 790.9075 | 1 | 790.9075 | 1 | 790.9075 | 1010.6216 | 1 | 1010.6216 | 1 | 1010.6216 | 1 | 1010.6216 | 1063.5782 | 1 | 1063.5782 | 1 | 1063.5782 | 1 | 1063.5782
12 | Fixing of 11 kV AB switch complete with handle isolator | Set. | 602.6824 | 3 | 1808.0471 | 3 | 1808.0471 | 4 | 2410.7295 | 640.1517 | 3 | 1920.4552 | 3 | 1920.4552 | 4 | 2560.607 | 677.9207 | 3 | 2033.7621 | 3 | 2033.7621 | 4 | 2711.6828 | 866.2471 | 3 | 2598.7412 | 3 | 2598.7412 | 4 | 3464.9883 | 911.6384 | 3 | 2734.9153 | 3 | 2734.9153 | 4 | 3646.5537
13 | Stringing of DOG ACSR conductor with fixing of terminal clamps. |  | 0 |  | 0 | 0 | 0 | 0 | 0 | 0 |  | 0 | 0 | 0 | 0 | 0 | 0 |  | 0 | 0 | 0 | 0 | 0 | 0 |  | 0 | 0 | 0 | 0 | 0 | 0 |  | 0 | 0 | 0 | 0 | 0
| (a) 33 kV incoming gantry structure | LS | 1004.4623 | 1 | 1004.4623 | 1 | 1004.4623 | 1 | 1004.4623 | 1066.9107 | 1 | 1066.9107 | 1 | 1066.9107 | 1 | 1066.9107 | 1129.8584 | 1 | 1129.8584 | 1 | 1129.8584 | 1 | 1129.8584 | 1443.7331 | 1 | 1443.7331 | 1 | 1443.7331 | 1 | 1443.7331 | 1519.3847 | 1 | 1519.3847 | 1 | 1519.3847 | 1 | 1519.3847
| (b) 11 kV incoming gantry structure | LS | 2008.4085 | 1 | 2008.4085 | 1 | 2008.4085 | 1 | 2008.4085 | 2133.2733 | 1 | 2133.2733 | 1 | 2133.2733 | 1 | 2133.2733 | 2259.1364 | 1 | 2259.1364 | 1 | 2259.1364 | 1 | 2259.1364 | 2886.7245 | 1 | 2886.7245 | 1 | 2886.7245 | 1 | 2886.7245 | 3037.9889 | 1 | 3037.9889 | 1 | 3037.9889 | 1 | 3037.9889
| (c) for transformer protection | LS | 502.2956 | 1 | 502.2956 | 1 | 502.2956 | 1 | 502.2956 | 533.5238 | 1 | 533.5238 | 1 | 533.5238 | 1 | 533.5238 | 565.0018 | 1 | 565.0018 | 1 | 565.0018 | 1 | 565.0018 | 721.9592 | 1 | 721.9592 | 1 | 721.9592 | 1 | 721.9592 | 759.7899 | 1 | 759.7899 | 1 | 759.7899 | 1 | 759.7899
|  |  | 0 |  | 0 | 0 | 0 | 0 | 0 | 0 |  | 0 | 0 | 0 | 0 | 0 | 0 |  | 0 | 0 | 0 | 0 | 0 | 0 |  | 0 | 0 | 0 | 0 | 0 | 0 |  | 0 | 0 | 0 | 0 | 0
| (d) Bus bar structure (per bus) | No. | 335.3797 | 3 | 1006.1392 | 3 | 1006.1392 | 4 | 1341.5189 | 356.2306 | 3 | 1068.6918 | 3 | 1068.6918 | 4 | 1424.9224 | 377.2482 | 3 | 1131.7446 | 3 | 1131.7446 | 4 | 1508.9929 | 482.0478 | 3 | 1446.1433 | 3 | 1446.1433 | 4 | 1928.1911 | 507.3071 | 3 | 1521.9212 | 3 | 1521.9212 | 4 | 2029.2283
14 | Digging and concreting of foundation of X-mer | LS | 10044.6225 | 1 | 10044.6225 | 1 | 10044.6225 | 1 | 10044.6225 | 10669.1068 | 1 | 10669.1068 | 1 | 10669.1068 | 1 | 10669.1068 | 11298.5841 | 1 | 11298.5841 | 1 | 11298.5841 | 1 | 11298.5841 | 14437.3307 | 1 | 14437.3307 | 1 | 14437.3307 | 1 | 14437.3307 | 15193.8468 | 1 | 15193.8468 | 1 | 15193.8468 | 1 | 15193.8468
15 | Digging and concreting of foundation of VCB. | No. | 2008.9413 | 3 | 6026.8238 | 3 | 6026.8238 | 4 | 8035.7651 | 2133.8392 | 3 | 6401.5175 | 3 | 6401.5175 | 4 | 8535.3567 | 2259.7357 | 3 | 6779.207 | 3 | 6779.207 | 4 | 9038.9427 | 2887.4902 | 3 | 8662.4707 | 3 | 8662.4707 | 4 | 11549.961 | 3038.7947 | 3 | 9116.3842 | 3 | 9116.3842 | 4 | 12155.1789
16 | Digging of trenches, pits & laying out earthing mat, interconnection etc. | LS | 14062.7295 | 1 | 14062.7295 | 1 | 14062.7295 | 1 | 14062.7295 | 14937.0235 | 1 | 14937.0235 | 1 | 14937.0235 | 1 | 14937.0235 | 15818.3079 | 1 | 15818.3079 | 1 | 15818.3079 | 1 | 15818.3079 | 20212.6338 | 1 | 20212.6338 | 1 | 20212.6338 | 1 | 20212.6338 | 21271.7758 | 1 | 21271.7758 | 1 | 21271.7758 | 1 | 21271.7758
17 | Handling & installation of 33 kV X-mer control and feeder VCB on foundation. | No. | 1934.883 | 0 | 0 | 1 | 1934.883 | 1 | 1934.883 | 2055.1766 | 0 | 0 | 1 | 2055.1766 | 1 | 2055.1766 | 2176.432 | 0 | 0 | 1 | 2176.432 | 1 | 2176.432 | 2781.0448 | 0 | 0 | 1 | 2781.0448 | 1 | 2781.0448 | 2926.7716 | 0 | 0 | 1 | 2926.7716 | 1 | 2926.7716
18 | Handling & installation of 11 kV X-mer control and feeder VCB on foundation. | No. | 1406.2589 | 3 | 4218.7767 | 3 | 4218.7767 | 4 | 5625.0356 | 1493.6874 | 3 | 4481.0622 | 3 | 4481.0622 | 4 | 5974.7497 | 1581.815 | 3 | 4745.4449 | 3 | 4745.4449 | 4 | 6327.2599 | 2021.2432 | 3 | 6063.7295 | 3 | 6063.7295 | 4 | 8084.9727 | 2127.1563 | 3 | 6381.4689 | 3 | 6381.4689 | 4 | 8508.6253
19 | Preparation of cable trench from 11 kV VCB to control room | LS | 2579.844 | 1 | 2579.844 | 1 | 2579.844 | 1 | 2579.844 | 2740.2355 | 1 | 2740.2355 | 1 | 2740.2355 | 1 | 2740.2355 | 2901.9094 | 1 | 2901.9094 | 1 | 2901.9094 | 1 | 2901.9094 | 3708.0598 | 1 | 3708.0598 | 1 | 3708.0598 | 1 | 3708.0598 | 3902.3621 | 1 | 3902.3621 | 1 | 3902.3621 | 1 | 3902.3621
20 | Fixing of T-clamps for jumpers & bimetallic clamps | No. | 16.769 | 106 | 1777.5125 | 106 | 1777.5125 | 111 | 1861.3574 | 17.8115 | 106 | 1888.0222 | 106 | 1888.0222 | 111 | 1977.0799 | 18.8624 | 106 | 1999.4155 | 106 | 1999.4155 | 111 | 2093.7276 | 24.1024 | 106 | 2554.8532 | 106 | 2554.8532 | 111 | 2675.3651 | 25.3654 | 106 | 2688.7275 | 106 | 2688.7275 | 111 | 2815.5543
21 | Painting of channels and supports | LS | 3013.2578 | 1 | 3013.2578 | 1 | 3013.2578 | 1 | 3013.2578 | 3200.595 | 1 | 3200.595 | 1 | 3200.595 | 1 | 3200.595 | 3389.4301 | 1 | 3389.4301 | 1 | 3389.4301 | 1 | 3389.4301 | 4331.0138 | 1 | 4331.0138 | 1 | 4331.0138 | 1 | 4331.0138 | 4557.9589 | 1 | 4557.9589 | 1 | 4557.9589 | 1 | 4557.9589
22 | Handling & installation of station X-mer. | LS | 803.6214 | 1 | 803.6214 | 1 | 803.6214 | 1 | 803.6214 | 853.5833 | 1 | 853.5833 | 1 | 853.5833 | 1 | 853.5833 | 903.9448 | 1 | 903.9448 | 1 | 903.9448 | 1 | 903.9448 | 1155.0606 | 1 | 1155.0606 | 1 | 1155.0606 | 1 | 1155.0606 | 1215.5858 | 1 | 1215.5858 | 1 | 1215.5858 | 1 | 1215.5858
23 | Fixing of LT switch box complete & crimping. | LS | 602.6516 | 1 | 602.6516 | 1 | 602.6516 | 1 | 602.6516 | 640.119 | 1 | 640.119 | 1 | 640.119 | 1 | 640.119 | 677.886 | 1 | 677.886 | 1 | 677.886 | 1 | 677.886 | 866.2028 | 1 | 866.2028 | 1 | 866.2028 | 1 | 866.2028 | 911.5918 | 1 | 911.5918 | 1 | 911.5918 | 1 | 911.5918
24 | Fixing of 3 Ph. 4 wire LT meters. | LS | 602.6516 | 1 | 602.6516 | 1 | 602.6516 | 1 | 602.6516 | 640.119 | 1 | 640.119 | 1 | 640.119 | 1 | 640.119 | 677.886 | 1 | 677.886 | 1 | 677.886 | 1 | 677.886 | 866.2028 | 1 | 866.2028 | 1 | 866.2028 | 1 | 866.2028 | 911.5918 | 1 | 911.5918 | 1 | 911.5918 | 1 | 911.5918
25 | Handling & installation of battery charger & distn. Board. | LS | 602.6516 | 1 | 602.6516 | 1 | 602.6516 | 1 | 602.6516 | 640.119 | 1 | 640.119 | 1 | 640.119 | 1 | 640.119 | 677.886 | 1 | 677.886 | 1 | 677.886 | 1 | 677.886 | 866.2028 | 1 | 866.2028 | 1 | 866.2028 | 1 | 866.2028 | 911.5918 | 1 | 911.5918 | 1 | 911.5918 | 1 | 911.5918
26 | Handling & Installation of batteries. | LS | 1031.9376 | 1 | 1031.9376 | 1 | 1031.9376 | 1 | 1031.9376 | 1096.0942 | 1 | 1096.0942 | 1 | 1096.0942 | 1 | 1096.0942 | 1160.7637 | 1 | 1160.7637 | 1 | 1160.7637 | 1 | 1160.7637 | 1483.2239 | 1 | 1483.2239 | 1 | 1483.2239 | 1 | 1483.2239 | 1560.9448 | 1 | 1560.9448 | 1 | 1560.9448 | 1 | 1560.9448
27 | DC cabling from distn. Board to yard connection. | LS | 602.6516 | 1 | 602.6516 | 1 | 602.6516 | 1 | 602.6516 | 640.119 | 1 | 640.119 | 1 | 640.119 | 1 | 640.119 | 677.886 | 1 | 677.886 | 1 | 677.886 | 1 | 677.886 | 866.2028 | 1 | 866.2028 | 1 | 866.2028 | 1 | 866.2028 | 911.5918 | 1 | 911.5918 | 1 | 911.5918 | 1 | 911.5918
28 | Laying of under-ground cable complete including fixing of terminal block. | LS | 602.6516 | 1 | 602.6516 | 1 | 602.6516 | 1 | 602.6516 | 640.119 | 1 | 640.119 | 1 | 640.119 | 1 | 640.119 | 677.886 | 1 | 677.886 | 1 | 677.886 | 1 | 677.886 | 866.2028 | 1 | 866.2028 | 1 | 866.2028 | 1 | 866.2028 | 911.5918 | 1 | 911.5918 | 1 | 911.5918 | 1 | 911.5918
29 | Fixing arrangement of search light of support & handling and fixing of search light. | LS | 451.4727 | 1 | 451.4727 | 1 | 451.4727 | 1 | 451.4727 | 479.5412 | 1 | 479.5412 | 1 | 479.5412 | 1 | 479.5412 | 507.8341 | 1 | 507.8341 | 1 | 507.8341 | 1 | 507.8341 | 648.9105 | 1 | 648.9105 | 1 | 648.9105 | 1 | 648.9105 | 682.9134 | 1 | 682.9134 | 1 | 682.9134 | 1 | 682.9134
30 | Jumpering of DO fuse, AB switch & transformer and fixing of terminal clamps. | LS | 602.6516 | 1 | 602.6516 | 1 | 602.6516 | 1 | 602.6516 | 640.119 | 1 | 640.119 | 1 | 640.119 | 1 | 640.119 | 677.886 | 1 | 677.886 | 1 | 677.886 | 1 | 677.886 | 866.2028 | 1 | 866.2028 | 1 | 866.2028 | 1 | 866.2028 | 911.5918 | 1 | 911.5918 | 1 | 911.5918 | 1 | 911.5918
31 | Installation, testing and commissioning of 33 kV ME | No. | 1934.883 | 1 | 1934.883 | 1 | 1934.883 | 1 | 1934.883 | 2055.1766 | 1 | 2055.1766 | 1 | 2055.1766 | 1 | 2055.1766 | 2176.432 | 1 | 2176.432 | 1 | 2176.432 | 1 | 2176.432 | 2781.0448 | 1 | 2781.0448 | 1 | 2781.0448 | 1 | 2781.0448 | 2926.7716 | 1 | 2926.7716 | 1 | 2926.7716 | 1 | 2926.7716
32 | Installation, testing and commissioning of 11 kV ME | No. | 1289.922 | 2 | 2579.844 | 2 | 2579.844 | 3 | 3869.766 | 1370.1177 | 2 | 2740.2355 | 2 | 2740.2355 | 3 | 4110.3532 | 1450.9547 | 2 | 2901.9094 | 2 | 2901.9094 | 3 | 4352.864 | 1854.0299 | 2 | 3708.0598 | 2 | 3708.0598 | 3 | 5562.0897 | 1951.1811 | 2 | 3902.3621 | 2 | 3902.3621 | 3 | 5853.5432
33 | Installation, testing and commissioning of HT meter complete with box | No. | 644.961 | 3 | 1934.883 | 3 | 1934.883 | 4 | 2579.844 | 685.0589 | 3 | 2055.1766 | 3 | 2055.1766 | 4 | 2740.2355 | 725.4773 | 3 | 2176.432 | 3 | 2176.432 | 4 | 2901.9094 | 927.0149 | 3 | 2781.0448 | 3 | 2781.0448 | 4 | 3708.0598 | 975.5905 | 3 | 2926.7716 | 3 | 2926.7716 | 4 | 3902.3621
34 | Total labour charges. |  |  |  | 106948.2202 |  | 108631.9855 |  | 122782.9981 |  |  | 113597.298 |  | 115385.7447 |  | 130416.5399 |  |  | 120299.5386 |  | 122193.5036 |  | 138111.1157 |  |  | 153718.7504 |  | 156138.8589 |  | 176478.3837 |  |  | 161773.6129 |  | 164320.5351 |  | 185725.851
35 | Total Labour Charges. (Rounded off) |  |  |  | 106948.2202 |  | 108631.9855 |  | 122782.9981 |  |  | 113597.298 |  | 115385.7447 |  | 130416.5399 |  |  | 120299.5386 |  | 122193.5036 |  | 138111.1157 |  |  | 153718.7504 |  | 156138.8589 |  | 176478.3837 |  |  | 161774 |  | 164321 |  | 185726
Note- | The rates are proposed for normal soil conditions. In case of soft rock & hard rock, the rates of pit digging will be taken as two times and ten times respectively as compared to the rates applicable for normal soil.

## BL-2
LABOUR SCHEDULE BL-2
SCHEDULE OF LABOUR CHARGES FOR POWER TRANSFORMER IN PARALLEL EXCLUDING BAY
S.No. | Particulars | Unit | Qty. | 2015-2016 |  | 2016-2017 |  | 2017-2018 |  | Year 2018-19 |  | Year 2019-20
|  |  |  | Rate | Amt. | Rate | Amt. | Rate | Amt. | Rate | Amt. | Rate | Amt.
1 | Pit digging | No. | 4 | 241.073 | 964.2918 | 256.0607 | 1024.2428 | 271.1683 | 1084.6731 | 346.4988 | 1385.9953 | 364.6554 | 1458.6215
2 | Shifting of materials (Other than pole) to pole pits | No. | 3 | 90.3888 | 271.1663 | 96.0083 | 288.025 | 101.6728 | 305.0185 | 129.9175 | 389.7526 | 136.7252 | 410.1757
3 | Transportation of support from road side to pole pits for a lead for 1.0 Km. | No. | 4 | 180.7776 | 723.1102 | 192.0167 | 768.0667 | 203.3457 | 813.3827 | 259.8351 | 1039.3404 | 273.4505 | 1093.8018
4 | Cross arm fixing complete including insulator etc. | No. | 2 | 271.1663 | 542.3327 | 288.025 | 576.0501 | 305.0185 | 610.037 | 389.7526 | 779.5053 | 410.1757 | 820.3514
5 | Pole erection complete (Joist) | No. | 4 | 451.9439 | 1807.7756 | 480.0417 | 1920.1668 | 508.3642 | 2033.4567 | 649.5877 | 2598.3509 | 683.6261 | 2734.5045
6 | Concreting of supports | Cft. | 42 | 14.4622 | 607.4126 | 15.3613 | 645.1761 | 16.2677 | 683.2414 | 20.7868 | 873.0459 | 21.876 | 918.7935
7 | Fixing of 33 kV DO fuse units. | Set. | 1 | 225.972 | 225.972 | 240.0209 | 240.0209 | 254.1821 | 254.1821 | 324.7939 | 324.7939 | 341.8131 | 341.8131
8 | Fixing of 11 kV DO fuse units. | Set. | 1 | 180.7776 | 180.7776 | 192.0167 | 192.0167 | 203.3457 | 203.3457 | 259.8351 | 259.8351 | 273.4505 | 273.4505
9 | Fixing of 33 kV LA including earthing. | Set. | 1 | 180.7776 | 180.7776 | 192.0167 | 192.0167 | 203.3457 | 203.3457 | 259.8351 | 259.8351 | 273.4505 | 273.4505
10 | Fixing of 11 kV LA including earthing. | Set. | 1 | 135.5832 | 135.5832 | 144.0125 | 144.0125 | 152.5093 | 152.5093 | 194.8763 | 194.8763 | 205.0878 | 205.0878
11 | Stringing of Dog ACSR conductor with fixing of terminal clamps. | LS | LS | LS | 1004.4706 | LS | 1066.9196 | LS | 1129.8678 | LS | 1443.7451 | LS | 1519.3974
12 | Digging and concreting of foundation of X-mer | LS | LS | LS | 10044.7064 | LS | 10669.1958 | LS | 11298.6784 | LS | 14437.4512 | LS | 15193.9737
13 | Digging and concreting of foundation of VCB. | No. | 1 | 1807.7756 | 1807.7756 | 1920.1668 | 1920.1668 | 2033.4567 | 2033.4567 | 2598.3509 | 2598.3509 | 2734.5045 | 2734.5045
14 | Handling & installation of 11 kV X-mer control and feeder VCB on foundation. | LS | LS | LS | 1406.2589 | LS | 1493.6874 | LS | 1581.815 | LS | 2021.2432 | LS | 2127.1563
15 | Preparation of cable trench from 11 kV VCB to control room | LS | LS | LS | 602.6824 | LS | 640.1517 | LS | 677.9207 | LS | 866.2471 | LS | 911.6384
16 | Painting of channels and supports | LS | LS | LS | 602.6824 | LS | 640.1517 | LS | 677.9207 | LS | 866.2471 | LS | 911.6384
| Total Labour Charges. (Rounded off) |  |  |  | 21107.7759 |  | 22420.0674 |  | 23742.8514 |  | 30338.6155 |  | 31928.3589
The rates are proposed for normal soil conditions. In case of soft rock & hard rock, the rates of pit digging will be taken as two times and ten times respectively as compared to the rates applicable for normal soil.

## BL-3
2016-17
LABOUR SCHEDULE BL-3
SCHEDULE OF LABOUR CHARGES FOR 33/11 kV POWER TRANSFORMER
S.No. | Particulars | Unit | Qty. | 2015-16 Amount |  |  | 2016-17 Amount |  |  | 2017-18 Amount |  |  | Year 2018-19 |  |  | Year 2019-20
|  |  |  | 1.6 MVA | 3.15 MVA | 5.0 MVA | 1.6 MVA | 3.15 MVA | 5.0 MVA | 1.6 MVA | 3.15 MVA | 5.0 MVA | 1.6 MVA | 3.15 MVA | 5.0 MVA | 1.6 MVA | 3.15 MVA | 5.0 MVA
1 | Shifting of Xmer on foundation (Incl. lifting from A/S ) | No. | 1 | 25799.0335 | 32248.1982 | 38697.3628 | 27402.9852 | 34253.1009 | 41103.2166 | 29019.7614 | 36274.0339 | 43528.3063 | 37081.4511 | 46350.9605 | 55620.4699 | 39024.5191 | 48779.7508 | 58534.9825
2 | Assembling, | No. | 1 | 5159.5692 | 6449.1646 | 7739.9476 | 5480.3448 | 6850.1157 | 8221.1478 | 5803.6851 | 7254.2725 | 8706.1956 | 7415.9489 | 9269.5094 | 11124.7767 | 7804.5446 | 9755.2317 | 11707.715
3 | Testing including testing of 11 kV VCB and commissioning | LS | LS | 10061.4568 | 10061.4568 | 10319.1384 | 10686.9877 | 10686.9877 | 10960.6896 | 11317.5199 | 11317.5199 | 11607.3703 | 14461.527 | 14461.527 | 14831.8977 | 15219.311 | 15219.311 | 15609.0892
| Total Labour Charges. (Rounded off) |  |  | 41020.0596 | 48758.8197 | 56756.4488 | 43570.3177 | 51790.2042 | 60285.054 | 46140.9664 | 54845.8263 | 63841.8722 | 58958.9269 | 70081.9968 | 81577.1443 | 62048.3747 | 73754.2935 | 85851.7866

## BL-4
2017-18
LABOUR SCHEDULE BL-4
LABOUR CHARGES FOR 11 kV OUTDOOR YARD EXTENSION OF ADDITIONAL BAY
S.No. | Particulars | Unit | Qty. | 2015-16 |  | 2016-17 |  | 2017-18 |  | Year 2018-19 |  | Year 2019-20
|  |  |  | Rate | Amount | Rate | Amount | Rate | Amount | Rate | Amount | Rate | Amount
1 | Pit digging | No. | 2 | 241.6999 | 483.3998 | 256.7266 | 513.4532 | 271.8735 | 543.747 | 347.3999 | 694.7999 | 365.6037 | 731.2074
2 | Shifting of materials to pole pits | No. | 6 | 100.7083 | 604.2497 | 106.9694 | 641.8165 | 113.2806 | 679.6837 | 144.75 | 868.4999 | 152.3349 | 914.0093
3 | Transportation of pole from road side to pole pit | No. | 2 | 277.4078 | 554.8157 | 294.6546 | 589.3091 | 312.0392 | 624.0783 | 398.7237 | 797.4473 | 419.6168 | 839.2335
4 | Cross arm fixing with insulator HW with insulator etc. | No. | 6 | 277.4078 | 1664.447 | 294.6546 | 1767.9273 | 312.0392 | 1872.235 | 398.7237 | 2392.3419 | 419.6168 | 2517.7006
5 | Pole erection complete | No. | 2 | 739.7542 | 1479.5084 | 785.7455 | 1571.4909 | 832.1045 | 1664.2089 | 1063.2631 | 2126.5262 | 1118.9781 | 2237.9561
6 | Concreting of poles | Cft. | 35 | 14.7951 | 517.828 | 15.7149 | 550.0218 | 16.6421 | 582.4731 | 21.2653 | 744.2842 | 22.3796 | 783.2846
7 | Fixing of 11 kV AB switch / Isolator complete with operating handle. | No. | 3 | 554.8157 | 1664.447 | 589.3091 | 1767.9273 | 624.0783 | 1872.235 | 797.4473 | 2392.3419 | 839.2335 | 2517.7006
8 | Stringing of DOG conductor including jumpering . | L.S. | L.S. | L.S. | 1387.0392 | L.S. | 1473.2728 | L.S. | 1560.1959 | L.S. | 1993.6183 | L.S. | 2098.0839
9 | Fixing of T-clamps for jumpering | No. | 11 | L.S. | 110.9631 | L.S. | 117.8618 | L.S. | 124.8157 | 14.5 | 159.4895 | 15.26 | 167.8467
10 | Digging and concreting of foundation of 11 kV VCB. | No. | 1 | 2014.1658 | 2014.1658 | 2139.3885 | 2139.3885 | 2265.6124 | 2265.6124 | 2894.9995 | 2894.9995 | 3046.6975 | 3046.6975
11 | Handling & installation of VCB on foundation | No. | 1 | 1409.9161 | 1409.9161 | 1497.5719 | 1497.5719 | 1585.9287 | 1585.9287 | 2026.4997 | 2026.4997 | 2132.6883 | 2132.6883
12 | Preparation of cable trench from 11 kV VCB to control room. | L.S. | L.S. | L.S. | 604.2497 | L.S. | 641.8165 | L.S. | 679.6837 | L.S. | 868.4999 | L.S. | 914.0093
13 | Painting of structure. | L.S. | L.S. | L.S. | 1007.0829 | L.S. | 1069.6942 | L.S. | 1132.8062 | L.S. | 1447.4998 | L.S. | 1523.3488
14 | Digging of pits & laying out earthing mat, interconnection etc. | L.S. | L.S. | L.S. | 2014.1658 | L.S. | 2139.3885 | L.S. | 2265.6124 | L.S. | 2894.9995 | L.S. | 3046.6975
15 | Levelling & Metalling | L.S. | L.S. | L.S. | 4028.3316 | L.S. | 4278.777 | L.S. | 4531.2248 | L.S. | 5789.9991 | L.S. | 6093.395
| TOTAL |  |  |  | 19544.6097 |  | 20759.7176 |  | 21984.5409 |  | 28091.8464 |  | 29563.8592
The rates are proposed for normal soil conditions. In case of soft rock & hard rock, the rates of pit digging will be taken as two times and ten times respectively as compared to the rates applicable for normal soil.

## BL-5
LABOUR SCHEDULE BL-5
LABOUR CHARGES FOR 33 kV OUT DOOR YARD
S.No. | Particulars | Unit | Qty. | 2015-16 |  | 2016-17 |  | 2017-18 |  | Year 2018-19 |  | Year 2019-20
|  |  |  | Rate | Amount | Rate | Amount | Rate | Amount | Rate | Amount | Rate | Amount
1 | Pit digging | No. | 2 | 241.6999 | 483.3998 | 256.7266 | 513.4532 | 271.8735 | 543.747 | 347.3999 | 694.7999 | 365.6037 | 731.2074
2 | Shifting of materials to pole pit | No. | 6 | 100.7083 | 604.2497 | 106.9694 | 641.8165 | 113.2806 | 679.6837 | 144.75 | 868.4999 | 152.3349 | 914.0093
3 | Transportation of pole from road side to pole pit | Set | 2 | 302.1249 | 604.2497 | 320.9083 | 641.8165 | 339.8419 | 679.6837 | 434.2499 | 868.4999 | 457.0046 | 914.0093
4 | Cross arm fixing with insulator HW including channel for AB switch | No. | 6 | 302.1249 | 1812.7492 | 320.9083 | 1925.4496 | 339.8419 | 2039.0512 | 434.2499 | 2605.4996 | 457.0046 | 2742.0278
5 | Pole erection complete | No. | 2 | 805.6663 | 1611.3326 | 855.7554 | 1711.5108 | 906.245 | 1812.4899 | 1157.9998 | 2315.9996 | 1218.679 | 2437.358
6 | Concreting of stay and poles | Cft. | 35 | 16.1133 | 563.9664 | 17.1151 | 599.0288 | 18.1249 | 634.3715 | 23.16 | 810.5999 | 24.3736 | 853.0753
7 | Fixing of isolator complete with operating handle. | Set | 1 | 704.958 | 704.958 | 748.786 | 748.786 | 792.9643 | 792.9643 | 1013.2498 | 1013.2498 | 1066.3441 | 1066.3441
8 | Stringing of double conductor including jumpering and fixing of terminal clamps etc. | L.S. | LS | L.S. | 1510.6243 | L.S. | 1604.5414 | L.S. | 1699.2093 | L.S. | 2171.2497 | L.S. | 2285.0231
9 | Fixing of T-clamps for jumpering | No. | 18 | 12.085 | 217.5299 | 12.8363 | 231.054 | 13.5937 | 244.6861 | 17.37 | 312.66 | 18.2802 | 329.0433
10 | Painting of Structure | L.S. | LS | L.S. | 1007.0829 | L.S. | 1069.6942 | L.S. | 1132.8062 | L.S. | 1447.4998 | L.S. | 1523.3488
11 | Digging of trenches, pits & laying out earthing mat, interconnection etc. | L.S. | L.S. | L.S. | 2014.1658 | L.S. | 2139.3885 | L.S. | 2265.6124 | L.S. | 2894.9995 | L.S. | 3046.6975
12 | Levelling & Metalling | L.S. | L.S. | L.S. | 4028.3316 | L.S. | 4278.777 | L.S. | 4531.2248 | L.S. | 5789.9991 | L.S. | 6093.395
| TOTAL |  |  |  | 15162.6401 |  | 16105.3166 |  | 17055.5302 |  | 21793.5565 |  | 22935.5389
The rates are proposed for normal soil conditions. In case of soft rock & hard rock, the rates of pit digging will be taken as two times and ten times respectively as compared to the rates applicable for normal soil.

## BL-6
LABOUR SCHEDULE BL-6
SCHEDULE OF LABOUR CHARGES FOR INSTALLATION OF 33 kV VCB
S. No. | Particulars | Unit | 2015-16 |  |  | 2016-17 |  |  | 2017-18 |  |  | Year 2018-19 |  |  | Year 2019-20
|  |  | Rate | Qty. | Amt. (Rs) | Rate | Qty. | Amt. (Rs) | Rate | Qty. | Amt. (Rs) | Rate | Qty. | Amt. (Rs) | Rate | Qty. | Amt. (Rs)
1 | Digging and concreting of foundation of VCB. | No. | 2008.9413 | 1 | 2008.9413 | 2133.8392 | 1 | 2133.8392 | 2259.7357 | 1 | 2259.7357 | 2887.4902 | 1 | 2887.4902 | 3038.7947 | 1 | 3038.7947
2 | Handling & installation of 33 kV X-mer control and feeder VCB on foundation. | No. | 1934.883 | 1 | 1934.883 | 2055.1766 | 1 | 2055.1766 | 2176.432 | 1 | 2176.432 | 2781.0448 | 1 | 2781.0448 | 2926.7716 | 1 | 2926.7716
3 | Fixing of T-clamps for jumpers & bimetallic clamps | No. | 16.769 | 35 | 586.9145 | 17.8115 | 35 | 623.4036 | 18.8624 | 35 | 660.1844 | 24.1024 | 35 | 843.5836 | 25.3654 | 35 | 887.7874
4 | DC cabling from distn. Board to yard connection. | LS | 602.6516 | 1 | 602.6516 | 640.119 | 1 | 640.119 | 677.886 | 1 | 677.886 | 866.2028 | 1 | 866.2028 | 911.5918 | 1 | 911.5918
5 | Laying of under-ground cable complete including fixing of terminal block. | LS | 602.6516 | 1 | 602.6516 | 640.119 | 1 | 640.119 | 677.886 | 1 | 677.886 | 866.2028 | 1 | 866.2028 | 911.5918 | 1 | 911.5918
| Total labour charges |  |  |  | 5736.0419 |  |  | 6092.6573 |  |  | 6452.1241 |  |  | 8244.5242 |  |  | 8676.5373
| Total Labour Charges. (Rounded off) |  |  |  | 5736.0419 |  |  | 6092.6573 |  |  | 6452.1241 |  |  | 8244.5242 |  |  | 8677
6 | Transportation of pole from road side to pole pit for a lead of 1.0 Km. |  |  |  | 7322.58 |  |  | 7777.8321
Note - | The rates are proposed for normal soil conditions. In case of soft rock & hard rock, the rates of pit digging will be taken as two times and ten times respectively as compared to the rates applicable for normal soil.

## BL-7
LABOUR SCHEDULE BL-7
SCHEDULE OF LABOUR CHARGES FOR INSTALLATION OF 11 kV SINGLE PHASE AB SWITCH ON EXISTING OUTGOING FEEDER DP FROM 33/11 kV S/S
S.No. | Particulars | Unit | 2015-16 |  |  | 2016-17 |  |  | 2017-18 |  |  | Year 2018-19 |  |  | Year 2019-20
|  |  | Rate | Qty. | Amt. (Rs) | Rate | Qty. | Amt. (Rs) | Rate | Qty. | Amt. (Rs) | Rate | Qty. | Amt. (Rs) | Rate | Qty. | Amt. (Rs)
1 | Fixing of 11 kV AB switch complete with handle isolator | Set. | 602.6824 | 1 | 602.6824 | 640.1517 | 1 | 640.1517 | 677.9207 | 1 | 677.9207 | 866.2471 | 1 | 866.2471 | 911.6384 | 1 | 911.6384
2 | Stringing of DOG ACSR conductor with fixing of terminal clamps. |  | 0 |  | 0 | [9 empty] | 0 |  | 0
| (a) 11 kV incoming gantry structure | LS | 1004.4623 | 1 | 1004.4623 | 1066.9107 | 1 | 1066.9107 | 1129.8584 | 1 | 1129.8584 | 1443.7331 | 1 | 1443.7331 | 1519.3847 | 1 | 1519.3847
3 | Fixing of T-clamps for jumpers & bimetallic clamps | No. | 16.769 | 35 | 586.9145 | 17.8115 | 35 | 623.4036 | 18.8624 | 35 | 660.1844 | 24.1024 | 35 | 843.5836 | 25.3654 | 35 | 887.7874
4 | Jumpering of DO fuse, AB switch & transformer and fixing of terminal clamps. | LS | 602.6516 | 1 | 602.6516 | 640.119 | 1 | 640.119 | 677.886 | 1 | 677.886 | 866.2028 | 1 | 866.2028 | 911.5918 | 1 | 911.5918
| Total labour charges. |  |  |  | 2796.7107 |  |  | 2970.585 |  |  | 3145.8495 |  |  | 4019.7665 |  |  | 4230.4023
| Total Labour Charges. (Rounded off) |  |  |  | 2796.7107 |  |  | 2970.585 |  |  | 3145.8495 |  |  | 4020 |  |  | 4230
The rates are proposed for normal soil conditions. In case of soft rock & hard rock, the rates of pit digging will be taken as two times and ten times respectively as compared to the rates applicable for normal soil.

## BL-8
LABOUR SCHEDULE BL-8
SCHEDULE OF LABOUR CHARGES FOR AUGMENTATION OF 33/11 kV S/s CAPACITY REPLACEMENT OF POWER TRANSFORMER
S.No. | Particulars | Unit | 2015-16 |  |  | 2016-17 |  |  | 2017-18 |  |  | Year 2018-19 |  |  | Year 2019-20
|  |  | Rate | Qty. | Amt. (Rs) | Rate | Qty. | Amt. (Rs) | Rate | Qty. | Amt. (Rs) | Rate | Qty. | Amt. (Rs) | Rate | Qty. | Amt. (Rs)
1 | Shifting of Xmer on foundation (including lifting from A/Store) | No. | 32248.0438 | 1 | 32248.0438 | 34252.9369 | 1 | 34252.9369 | 36273.8602 | 1 | 36273.8602 | 46350.7386 | 1 | 46350.7386 | 48779.5173 | 1 | 48779.5173
2 | Assembling | No. | 6449.604 | 1 | 6449.604 | 6850.5823 | 1 | 6850.5823 | 7254.7667 | 1 | 7254.7667 | 9270.1409 | 1 | 9270.1409 | 9755.8963 | 1 | 9755.8963
3 | Testing and Commissioning of Xmer and VCB | No. | 10061.3856 | 1 | 10061.3856 | 10686.912 | 1 | 10686.912 | 11317.4398 | 1 | 11317.4398 | 14461.4246 | 1 | 14461.4246 | 15219.2032 | 1 | 15219.2032
4 | Digging and concreting of foundation of VCB. | No. | 2008.9413 | 1 | 2008.9413 | 2133.8392 | 1 | 2133.8392 | 2259.7357 | 1 | 2259.7357 | 2887.4902 | 1 | 2887.4902 | 3038.7947 | 1 | 3038.7947
5 | Handling & installation of 33 kV X-mer control and feeder VCB on foundation. | No. | 1934.883 | 1 | 1934.883 | 2055.1766 | 1 | 2055.1766 | 2176.432 | 1 | 2176.432 | 2781.0448 | 1 | 2781.0448 | 2926.7716 | 1 | 2926.7716
6 | Fixing of T-clamps for jumpers & bimetallic clamps | No. | 16.769 | 35 | 586.9145 | 17.8115 | 35 | 623.4036 | 18.8624 | 35 | 660.1844 | 24.1024 | 35 | 843.5836 | 25.3654 | 35 | 887.7874
7 | DC cabling from distn. Board to yard connection. | LS | 602.6516 | 1 | 602.6516 | 640.119 | 1 | 640.119 | 677.886 | 1 | 677.886 | 866.2028 | 1 | 866.2028 | 911.5918 | 1 | 911.5918
8 | Laying of under-ground cable complete including fixing of terminal block. | LS | 602.6516 | 1 | 602.6516 | 640.119 | 1 | 640.119 | 677.886 | 1 | 677.886 | 866.2028 | 1 | 866.2028 | 911.5918 | 1 | 911.5918
| Total labour charges |  |  |  | 54495.0753 |  |  | 57883.0886 |  |  | 61298.1908 |  |  | 78326.8282 |  |  | 82431.154
| Total Labour Charges. (Rounded off) |  |  |  | 54495.0753 |  |  | 57883.0886 |  |  | 61298.1908 |  |  | 78326.8282 |  |  | 82431
The rates are proposed for normal soil conditions. In case of soft rock & hard rock, the rates of pit digging will be taken as two times and ten times respectively as compared to the rates applicable for normal soil.

## BL-9
LABOUR SCHEDULE BL-9
SCHEDULE OF LABOUR CHARGES FOR INSTALLATION OF 1.6 MVA POWER TRANSFORMER ON LINE
S.No. | Particulars | Unit | Qty. | 2015-2016 |  | 2016-2017 |  | 2017-2018 |  | Year 2018-19 |  | Year 2019-20
|  |  |  | Rate | Amt. | Rate | Amt. | Rate | Amt. | Rate | Amt. | Rate | Amt.
1 | Pit digging | No. | 10 | 241.073 | 2410.7295 | 256.0607 | 2560.607 | 271.1683 | 2711.6828 | 346.4988 | 3464.9883 | 364.6554 | 3646.5537
2 | Shifting of materials (Other than pole) to pole pits | No. | 5 | 100.4471 | 502.2353 | 106.692 | 533.4598 | 112.9868 | 564.9339 | 144.3745 | 721.8726 | 151.9397 | 759.6987
3 | Transportation of support from road side to pole pits for a lead for 1.0 Km. | No. | 10 | 200.8941 | 2008.9413 | 213.3839 | 2133.8392 | 225.9736 | 2259.7357 | 288.749 | 2887.4902 | 303.8795 | 3038.7947
4 | Cross arm fixing complete including insulator etc. | No. | 5 | 301.3412 | 1506.706 | 320.0759 | 1600.3794 | 338.9604 | 1694.8018 | 433.1235 | 2165.6177 | 455.8192 | 2279.0961
5 | Pole erection complete (Joist) | No. | 10 | 502.2353 | 5022.3532 | 533.4598 | 5334.5979 | 564.9339 | 5649.3392 | 721.8726 | 7218.7256 | 759.6987 | 7596.9868
6 | Concreting of supports | Cft. | 185 | 16.0715 | 2973.2331 | 17.0707 | 3158.082 | 18.0779 | 3344.4088 | 23.0999 | 4273.4856 | 24.3104 | 4497.4162
7 | Fixing of 33 kV DO fuse units. | Set. | 1 | 251.1177 | 251.1177 | 266.7299 | 266.7299 | 282.467 | 282.467 | 360.9363 | 360.9363 | 379.8493 | 379.8493
8 | Fixing of 11 kV DO fuse units. | Set. | 1 | 200.8941 | 200.8941 | 213.3839 | 213.3839 | 225.9736 | 225.9736 | 288.749 | 288.749 | 303.8795 | 303.8795
9 | Fixing of 33 kV LA including earthing. | Set. | 1 | 200.8941 | 200.8941 | 213.3839 | 213.3839 | 225.9736 | 225.9736 | 288.749 | 288.749 | 303.8795 | 303.8795
10 | Fixing of 11 kV LA including earthing. | Set. | 1 | 150.6706 | 150.6706 | 160.0379 | 160.0379 | 169.4802 | 169.4802 | 216.5618 | 216.5618 | 227.9096 | 227.9096
11 | Stringing of Dog ACSR conductor with fixing of terminal clamps. | LS | LS | LS | 1004.4706 | LS | 1066.9196 | LS | 1129.8678 | LS | 1443.7451 | LS | 1519.3974
12 | Digging and concreting of foundation of X-mer | LS | LS | LS | 10044.7064 | LS | 10669.1958 | LS | 11298.6784 | LS | 14437.4512 | LS | 15193.9737
13 | Painting of channels and supports | LS | LS | LS | 602.6824 | LS | 640.1517 | LS | 677.9207 | LS | 866.2471 | LS | 911.6384
14 | Shifting of Xmer (including lifting from A/Store) | No. | 1 | 24143.0702 | 24143.0702 | 25644.069 | 25644.069 | 27157.0691 | 27157.0691 | 34701.3029 | 34701.3029 | 36519.6511 | 36519.6511
15 | Assembling | No. | 1 | 4828.614 | 4828.614 | 5128.8138 | 5128.8138 | 5431.4138 | 5431.4138 | 6940.2606 | 6940.2606 | 7303.9302 | 7303.9302
16 | Testing and commissioning of power Xmer | No. | 1 | 9415.7918 | 9415.7918 | 10001.181 | 10001.181 | 10591.2507 | 10591.2507 | 13533.5001 | 13533.5001 | 14242.6555 | 14242.6555
17 | Digging of pits and laying out earthing mate connecteion etc | LS | LS | LS | 2008.9308 | LS | 2133.8281 | LS | 2259.7239 | LS | 2887.4752 | LS | 3038.7789
| Total Labour Charges | [9 empty] | 96697.1583 |  | 101764.0894
203528.1787
The rates are proposed for normal soil conditions. In case of soft rock & hard rock, the rates of pit digging will be taken as two times and ten times respectively as compared to the rates applicable for normal soil.

## CL-1
2017-18
LABOUR SCHEDULE CL-1
LABOUR CHARGES OF 11 kV LINE ON PCC POLES.
S. No. | Particulars | Unit | Qty. | Year 2015-16 |  | Year 2016-17 |  | Year 2017-18 |  | Year 2018-19 |  | Year 2019-20
|  |  |  | Rate | Amount | Rate | Amount | Rate | Amount | Rate | Amount | Rate | Amount
1 | Survey | Km. | 1 | 3021.2487 | 3021.2487 | 3209.0827 | 3209.0827 | 3398.4186 | 3398.4186 | 4342.4993 | 4342.4993 | 4570.0463 | 4570.0463
2 | Tree cutting | Km. | 1
3 | Approach Clearence | Km. | 1
4 | Pit digging | No. | 12 | 201.4166 | 2416.9989 | 213.9388 | 2567.2662 | 226.5612 | 2718.7349 | 289.5 | 3473.9994 | 304.6698 | 3656.037
5 | Stay Pit digging | No. | 4 | 181.2749 | 725.0997 | 192.545 | 770.1799 | 203.9051 | 815.6205 | 260.55 | 1042.1998 | 274.2028 | 1096.8111
6 | Transportation of pole from road side to pole pit for a lead of 1 Km. | No. | 12 | 201.4166 | 2416.9989 | 213.9388 | 2567.2662 | 226.5612 | 2718.7349 | 289.5 | 3473.9994 | 304.6698 | 3656.037
7 | Shifting of materials to pole pits | No. | 12 | 40.2833 | 483.3998 | 42.7878 | 513.4532 | 45.3122 | 543.747 | 57.9 | 694.7999 | 60.934 | 731.2074
8 | Cross arm fixing complete with top clamp | No. | 12 | 60.425 | 725.0997 | 64.1817 | 770.1799 | 67.9684 | 815.6205 | 86.85 | 1042.1998 | 91.4009 | 1096.8111
9 | Pole erection complete (including earthing) | No. | 12 | 503.5414 | 6042.4974 | 534.8471 | 6418.1655 | 566.4031 | 6796.8372 | 723.7499 | 8684.9986 | 761.6744 | 9140.0925
10 | Concreting of stay and poles | Cft. | 51 | 16.1133 | 821.7796 | 17.1151 | 872.8705 | 18.1249 | 924.3699 | 23.16 | 1181.1598 | 24.3736 | 1243.0526
11 | Stay erection complete | No. | 4 | 130.9208 | 523.6831 | 139.0603 | 556.241 | 147.2648 | 589.0592 | 188.175 | 752.6999 | 198.0353 | 792.1414
12 | Insulator fixing with GI Pin | No. | 36 | 14.0992 | 507.5698 | 14.9757 | 539.1259 | 15.8593 | 570.9343 | 20.265 | 729.5399 | 21.3269 | 767.7678
13 | Anti climbing devices and danger board fixing | No. | 12 | 50.3541 | 604.2497 | 53.4847 | 641.8165 | 56.6403 | 679.6837 | 72.375 | 868.4999 | 76.1674 | 914.0093
14 | Painting of cross arm & numbering of poles | No. | 12 | 50.3541 | 604.2497 | 53.4847 | 641.8165 | 56.6403 | 679.6837 | 72.375 | 868.4999 | 76.1674 | 914.0093
15 | Stringing of line (Rabbit) all three conductor | Km. | 1 | 7250.9968 | 7250.9968 | 7701.7986 | 7701.7986 | 8156.2047 | 8156.2047 | 10421.9983 | 10421.9983 | 10968.1111 | 10968.1111
16 | Carpet guarding | Span | 1 | 1007.0829 | 1007.0829 | 1069.6942 | 1069.6942 | 1132.8062 | 1132.8062 | 1447.4998 | 1447.4998 | 1523.3488 | 1523.3488
17 | Twisting of jointing sleves | No. | 3 | 44.3116 | 132.9349 | 47.0665 | 141.1996 | 49.8435 | 149.5304 | 63.69 | 191.07 | 67.0273 | 201.082
| TOTAL |  |  |  | 27283.8898 |  | 28980.1565 |  | 30689.9857 |  | 39215.6638 |  | 41270.5646
| Stringing of line (Weasel) all three conductor | Km. | 1 | 6646.7471 | 24279.85 | 7059.982 | 25789.3526 | 7476.521 | 27310.9244 | 9553.4985 | 34897.8991 | 10054.1018 | 36726.55
The rates are proposed for normal soil conditions. In case of soft rock & hard rock, the rates of pit digging will be taken as two times and ten times respectively as compared to the rates applicable for normal soil.

## CL-2
LABOUR SCHEDULE CL-2
LABOUR CHARGES PER KM. OF 11 kV D.P. STRUCTURE ON PCC POLE
S. No. | Particulars | Unit | Qty. | Rate for 2015-2016 |  | Rate for 2016-2017 |  | Rate for 2017-2018 |  | Year 2018-19 |  | Year 2019-20
|  |  |  | Rate | Amount | Rate | Amount | Rate | Amount | Rate | Amount | Rate | Amount
1 | Pit digging | No. | 2 | 201.4166 | 402.8332 | 213.9388 | 427.8777 | 226.5612 | 453.1225 | 289.5 | 578.9999 | 304.6698 | 609.3395
2 | Stay Pit digging | No. | 6 | 181.2749 | 1087.6495 | 192.545 | 1155.2698 | 203.9051 | 1223.4307 | 260.55 | 1563.2998 | 274.2028 | 1645.2167
3 | Shifting of materials to pole pit | Set | 1 | 140.9916 | 140.9916 | 149.7572 | 149.7572 | 158.5929 | 158.5929 | 202.65 | 202.65 | 213.2688 | 213.2688
4 | Transportation of pole from road side to pole pit for a lead of 1 Km. | No. | 2 | 201.4166 | 402.8332 | 213.9388 | 427.8777 | 226.5612 | 453.1225 | 289.5 | 578.9999 | 304.6698 | 609.3395
5 | Cross arm fixing complete including insulator etc. | No. | 1 | 302.1249 | 302.1249 | 320.9083 | 320.9083 | 339.8419 | 339.8419 | 434.2499 | 434.2499 | 457.0046 | 457.0046
6 | Pole erection complete (including earthing) | No. | 2 | 503.5414 | 1007.0829 | 534.8471 | 1069.6942 | 566.4031 | 1132.8062 | 723.7499 | 1447.4998 | 761.6744 | 1523.3488
7 | Concreting of stay and poles | Cft. | 76 | 16.1133 | 1224.6128 | 17.1151 | 1300.7482 | 18.1249 | 1377.4923 | 23.16 | 1760.1597 | 24.3736 | 1852.3921
8 | Stay erection complete | No. | 6 | 130.9208 | 785.5247 | 139.0603 | 834.3615 | 147.2648 | 883.5888 | 188.175 | 1129.0498 | 198.0353 | 1188.212
9 | Anticlimbing devices and danger board fixing | No. | 2 | 50.3541 | 100.7083 | 53.4847 | 106.9694 | 56.6403 | 113.2806 | 72.375 | 144.75 | 76.1674 | 152.3349
10 | Painting of cross arm and numbering of poles etc. | No. | 2 | 60.425 | 120.8499 | 64.1817 | 128.3633 | 67.9684 | 135.9367 | 86.85 | 173.7 | 91.4009 | 182.8019
| TOTAL |  |  |  | 5575.2109 |  | 5921.8273 |  | 6271.2152 |  | 8013.3587 |  | 8433.2587
The rates are proposed for normal soil conditions. In case of soft rock & hard rock, the rates of pit digging will be taken as two times and ten times respectively as compared to the rates applicable for normal soil.

## CL-3
LABOUR SCHEDULE CL-3
LABOUR CHARGES FOR 25 / 63 / 100 / 200 kVA 11/0.4 kV OUT DOOR TRANSFORMER SUB-STATION
S. No. | Particulars | Unit | Qty. | 25 kVA X-Mer |  |  |  | 63/100 kVA X-Mer |  |  |  | 200 kVA X-Mer |  |  |  | 25 kVA X-Mer |  | 63/100 kVA X-Mer |  | 200 kVA X-Mer |  | 25 kVA X-Mer |  | 63/100 kVA X-Mer |  | 200 kVA X-Mer |  | 25 kVA X-Mer |  | 63/100 kVA X-Mer |  | 200 kVA X-Mer
|  |  |  | 2015-2016 |  | 2016-2017 |  | 2015-2016 |  | 2016-2017 |  | 2015-2016 |  | 2016-2017 |  | 2017-2018 |  | 2017-2018 |  | 2017-2018 |  | Year 2018-19 |  | Year 2018-19 |  | Year 2018-19 |  | Year 2019-20
|  |  |  | Rate | Amount | Rate | Amount | Rate | Amount | Rate | Amount | Rate | Amount | Rate | Amount | Rate | Amount | Rate | Amount | Rate | Amount | Rate | Amount | Rate | Amount | Rate | Amount | Rate | Amount | Rate | Amount | Rate | Amount
1 | Pit digging | Each | 2 | 200.8941 | 401.7883 | 213.3839 | 426.7678 | 200.8941 | 401.7883 | 213.3839 | 426.7678 | 241.6999 | 483.3998 | 256.7266 | 513.4532 | 225.9736 | 451.9471 | 225.9736 | 451.9471 | 271.8735 | 543.747 | 288.749 | 577.498 | 288.749 | 577.498 | 347.3999 | 694.7999 | 303.8795 | 607.7589 | 303.8795 | 607.7589 | 365.6037 | 731.2074
2 | Stay Pit digging | Each | 4 | 180.8047 | 723.2189 | 192.0455 | 768.1821 | 180.8047 | 723.2189 | 192.0455 | 768.1821 | 181.2749 | 725.0997 | 192.545 | 770.1799 | 203.3762 | 813.5048 | 203.3762 | 813.5048 | 203.9051 | 815.6205 | 259.8741 | 1039.4965 | 259.8741 | 1039.4965 | 260.55 | 1042.1998 | 273.4915 | 1093.9661 | 273.4915 | 1093.9661 | 274.2028 | 1096.8111
3 | Shifting of materials to pole pits | Set | 1 | 200.8941 | 200.8941 | 213.3839 | 213.3839 | 200.8941 | 200.8941 | 213.3839 | 213.3839 | 201.4166 | 201.4166 | 213.9388 | 213.9388 | 225.9736 | 225.9736 | 225.9736 | 225.9736 | 226.5612 | 226.5612 | 288.749 | 288.749 | 288.749 | 288.749 | 289.5 | 289.5 | 303.8795 | 303.8795 | 303.8795 | 303.8795 | 304.6698 | 304.6698
4 | Transportation of pole from road side to pole pit | Each | 2 | 200.8941 | 401.7883 | 213.3839 | 426.7678 | 200.8941 | 401.7883 | 213.3839 | 426.7678 | 201.4166 | 402.8332 | 213.9388 | 427.8777 | 225.9736 | 451.9471 | 225.9736 | 451.9471 | 226.5612 | 453.1225 | 288.749 | 577.498 | 288.749 | 577.498 | 289.5 | 578.9999 | 303.8795 | 607.7589 | 303.8795 | 607.7589 | 304.6698 | 609.3395
5 | DC Cross arm fixing complete including insulator | Each | 2 | 301.3412 | 602.6824 | 320.0759 | 640.1517 | 301.3412 | 602.6824 | 320.0759 | 640.1517 | 302.1249 | 604.2497 | 320.9083 | 641.8165 | 338.9604 | 677.9207 | 338.9604 | 677.9207 | 339.8419 | 679.6837 | 433.1235 | 866.2471 | 433.1235 | 866.2471 | 434.2499 | 868.4999 | 455.8192 | 911.6384 | 455.8192 | 911.6384 | 457.0046 | 914.0093
6 | Pole erection complete including earthing | Each | 2 | 502.2353 | 1004.4706 | 533.4598 | 1066.9196 | 502.2353 | 1004.4706 | 533.4598 | 1066.9196 | 0 | 0 | 0 | 0 | 564.9339 | 1129.8678 | 564.9339 | 1129.8678 | 0 | 0 | 721.8726 | 1443.7451 | 721.8726 | 1443.7451 | 0 | 0 | 759.6987 | 1519.3974 | 759.6987 | 1519.3974 | 0 | 0
7 | Concreting of stay and base pad for poles | Cft. | 70 | 16.0715 | 1125.0071 | 17.0707 | 1194.9499 | 16.0715 | 1125.0071 | 17.0707 | 1194.9499 | 16.0715 | 1125.0071 | 17.0707 | 1194.9499 | 18.0779 | 1265.452 | 18.0779 | 1265.452 | 18.0779 | 1265.452 | 23.0999 | 1616.9945 | 23.0999 | 1616.9945 | 23.0999 | 1616.9945 | 24.3104 | 1701.7251 | 24.3104 | 1701.7251 | 24.3104 | 1701.7251
8 | Stay erection complete | Each | 4 | 130.5812 | 522.3247 | 138.6995 | 554.7982 | 130.5812 | 522.3247 | 138.6995 | 554.7982 | 130.5812 | 522.3247 | 138.6995 | 554.7982 | 146.8828 | 587.5313 | 146.8828 | 587.5313 | 146.8828 | 587.5313 | 187.6869 | 750.7475 | 187.6869 | 750.7475 | 187.6869 | 750.7475 | 197.5217 | 790.0866 | 197.5217 | 790.0866 | 197.5217 | 790.0866
9 | Fixing of LA Set | Set | 1 | 150.6706 | 150.6706 | 160.0379 | 160.0379 | 150.6706 | 150.6706 | 160.0379 | 160.0379 | 150.6706 | 150.6706 | 160.0379 | 160.0379 | 169.4802 | 169.4802 | 169.4802 | 169.4802 | 169.4802 | 169.4802 | 216.5618 | 216.5618 | 216.5618 | 216.5618 | 216.5618 | 216.5618 | 227.9096 | 227.9096 | 227.9096 | 227.9096 | 227.9096 | 227.9096
10 | Anti climbing devices and danger board fixing | Each | 2 | 50.2235 | 100.4471 | 53.346 | 106.692 | 50.2235 | 100.4471 | 53.346 | 106.692 | 50.2235 | 100.4471 | 53.346 | 106.692 | 56.4934 | 112.9868 | 56.4934 | 112.9868 | 56.4934 | 112.9868 | 72.1873 | 144.3745 | 72.1873 | 144.3745 | 72.1873 | 144.3745 | 75.9699 | 151.9397 | 75.9699 | 151.9397 | 75.9699 | 151.9397
11 | Painting of cross arm & numbering of poles. | Each | 2 | 80.3577 | 160.7153 | 85.3536 | 170.7071 | 80.3577 | 160.7153 | 85.3536 | 170.7071 | 241.073 | 482.1459 | 256.0607 | 512.1214 | 90.3894 | 180.7789 | 90.3894 | 180.7789 | 271.1683 | 542.3366 | 115.4996 | 230.9992 | 115.4996 | 230.9992 | 346.4988 | 692.9977 | 121.5518 | 243.1036 | 121.5518 | 243.1036 | 364.6554 | 729.3107
12 | Fixing of LT switch box & transformer wiring etc. | Job | 1 | 401.7883 | 401.7883 | 426.7678 | 426.7678 | 602.6824 | 602.6824 | 640.1517 | 640.1517 | 602.6824 | 602.6824 | 640.1517 | 640.1517 | 451.9471 | 451.9471 | 677.9207 | 677.9207 | 677.9207 | 677.9207 | 577.498 | 577.498 | 866.2471 | 866.2471 | 866.2471 | 866.2471 | 607.7589 | 607.7589 | 911.6384 | 911.6384 | 911.6384 | 911.6384
13 | Handling and installation of transformer on structure | Job | 1 | 602.6824 | 602.6824 | 640.1517 | 640.1517 | 803.5765 | 803.5765 | 853.5357 | 853.5357 | 1205.3648 | 1205.3648 | 1280.3035 | 1280.3035 | 677.9207 | 677.9207 | 903.8943 | 903.8943 | 1355.8414 | 1355.8414 | 866.2471 | 866.2471 | 1154.9961 | 1154.9961 | 1732.4941 | 1732.4941 | 911.6384 | 911.6384 | 1215.5179 | 1215.5179 | 1823.2768 | 1823.2768
14 | Fixing of D.O fuse complete with base channel | Set | 1 | 200.8941 | 200.8941 | 213.3839 | 213.3839 | 200.8941 | 200.8941 | 213.3839 | 213.3839 | 200.8941 | 200.8941 | 213.3839 | 213.3839 | 225.9736 | 225.9736 | 225.9736 | 225.9736 | 225.9736 | 225.9736 | 288.749 | 288.749 | 288.749 | 288.749 | 288.749 | 288.749 | 303.8795 | 303.8795 | 303.8795 | 303.8795 | 303.8795 | 303.8795
15 | Earthing of S/s including pit digging, laying and connecting wires to supports X-mer etc. | Set | 1 | 703.1294 | 703.1294 | 746.8437 | 746.8437 | 703.1294 | 703.1294 | 746.8437 | 746.8437 | 703.1294 | 703.1294 | 746.8437 | 746.8437 | 790.9075 | 790.9075 | 790.9075 | 790.9075 | 790.9075 | 790.9075 | 1010.6216 | 1010.6216 | 1010.6216 | 1010.6216 | 1010.6216 | 1010.6216 | 1063.5782 | 1063.5782 | 1063.5782 | 1063.5782 | 1063.5782 | 1063.5782
16 | Fixing of 11 kV AB switch | Set | 1 | 0 | 0 | 0 | 0 | 0 | 0 | 0 | 0 | 602.6824 | 602.6824 | 640.1517 | 640.1517 | 0 | 0 | 0 | 0 | 677.9207 | 677.9207 | 0 | 0 | 0 | 0 | 866.2471 | 866.2471 | 0 | 0 | 0 | 0 | 911.6384 | 911.6384
17 | Installation & commissioning of DT Meter | Job | 1 | 662.9506 | 662.9506 | 704.1669 | 704.1669 | 662.9506 | 662.9506 | 704.1669 | 704.1669 | 662.9506 | 662.9506 | 704.1669 | 704.1669 | 745.7128 | 745.7128 | 745.7128 | 745.7128 | 745.7128 | 745.7128 | 952.8718 | 952.8718 | 952.8718 | 952.8718 | 952.8718 | 952.8718 | 1002.8023 | 1002.8023 | 1002.8023 | 1002.8023 | 1002.8023 | 1002.8023
18 | Rail / H Beam Pole erection complete incl. earthing | No. | 2 | 0 | 0 | 0 | 0 | 0 | 0 | 0 | 0 | 803.5765 | 1607.153 | 853.5357 | 1707.0713 | 0 | 0 | 0 | 0 | 903.8943 | 1807.7885 | 0 | 0 | 0 | 0 | 1154.9961 | 2309.9922 | 0 | 0 | 0 | 0 | 1215.5179 | 2431.0358
| TOTAL |  |  |  | 7965.4522 |  | 8460.6723 |  | 8367.2404 |  | 8887.4401 |  | 10382.4511 |  | 11027.9385 |  | 8959.852 |  | 9411.7991 |  | 11678.5868 |  | 11448.8988 |  | 12026.3969 |  | 14922.8983 |  | 12048.8211 |  | 12656.5801 |  | 15704.8581
The rates are proposed for normal soil conditions. In case of soft rock & hard rock, the rates of pit digging will be taken as two times and ten times respectively as compared to the rates applicable for normal soil.
0

## CL-3 (B)
LABOUR SCHEDULE CL-3 (B)
LABOUR CHARGES FOR PER KM. OF 11 kV LINE ON H-BEAM (11 MTR. ) & 200 kG PCC POLE 9 MTR. WITH AB CABLE
S. No. | Particulars | Unit | Qty. | With H-Beam |  | With H-Beam | [9 empty] | With 200 kG 9 Mtr long PCC Pole
|  |  |  | 2015-2016 |  | 2016-2017 |  | 2015-2016 |  | 2017-2018 |  | Year 2018-19 |  | Year 2019-20
|  |  |  | Rate | Amount | Rate | Amount | Rate | Amount | Rate | Amount | Rate | Amount | Rate | Amount | Rate | Amount | Rate | Amount | Rate | Amount | Rate | Amount
1 | Survey | Km. | 1 | 3013.4119 | 3013.4119 | 3200.7587 | 3200.7587 | 3013.4119 | 3013.4119 | 3389.6035 | 3389.6035 | 4331.2354 | 4331.2354 | 4558.1921 | 4558.1921 | 3200.7587 | 3200.7587 | 3389.6035 | 3389.6035 | 4331.2354 | 4331.2354 | 4558.1921 | 4558.1921
2 | Tree cutting | Km. | 1
3 | Approach Clearance | Km. | 1
4 | Pit digging | No. | 29 | 241.073 | 6991.1156 | 256.0607 | 7425.7603 | 241.07 | 6991.03 | 271.1683 | 7863.8801 | 346.4988 | 10048.4661 | 364.6554 | 10575.0057 | 256.0576 | 7425.6693 | 271.165 | 7863.7838 | 346.4946 | 10048.343 | 364.6509 | 10574.8761
5 | Stay Pit digging | No. | 12 | 200.8941 | 2410.7295 | 213.3839 | 2560.607 | 200.8941 | 2410.7295 | 225.9736 | 2711.6828 | 288.749 | 3464.9883 | 303.8795 | 3646.5537 | 213.3839 | 2560.607 | 225.9736 | 2711.6828 | 288.749 | 3464.9883 | 303.8795 | 3646.5537
6 | Transportation of pole from road side to pole pit for a lead of 1 Km. | No. | 29 | 301.3412 | 8738.8946 | 320.0759 | 9282.2004 | 251.12 | 7282.48 | 338.9604 | 9829.8502 | 433.1235 | 12560.5826 | 455.8192 | 13218.7571 | 266.7324 | 7735.2391 | 282.4696 | 8191.6182 | 360.9396 | 10467.2497 | 379.8529 | 11015.7336
7 | Shifting of materials to pole pits | No. | 29 | 40.1788 | 1165.1859 | 42.6768 | 1237.6267 | 40.1788 | 1165.1859 | 45.1947 | 1310.6467 | 57.7498 | 1674.7443 | 60.7759 | 1762.5009 | 42.6768 | 1237.6267 | 45.1947 | 1310.6467 | 57.7498 | 1674.7443 | 60.7759 | 1762.5009
8 | Cross arm fixing complete with top clamp | No. | 37 | 60.2682 | 2229.9248 | 64.0152 | 2368.5615 | 60.2682 | 2229.9248 | 67.7921 | 2508.3066 | 86.6247 | 3205.1142 | 91.1638 | 3373.0622 | 64.0152 | 2368.5615 | 67.7921 | 2508.3066 | 86.6247 | 3205.1142 | 91.1638 | 3373.0622
9 | Pole erection complete (including earthing) | No. | 29 | 803.5765 | 23303.7188 | 853.5357 | 24752.5343 | 675.62 | 19592.98 | 903.8943 | 26212.9338 | 1154.9961 | 33494.8868 | 1215.5179 | 35250.0189 | 717.624 | 20811.0952 | 759.9638 | 22038.9498 | 971.0817 | 28161.37 | 1021.9664 | 29637.0258
10 | Concreting of stay and poles | Cft. | 625 | 567.4857 | 10044.7064 | 17.0707 | 10669.1958 | 567.4857 | 354678.5823 | 18.0779 | 11298.6784 | 23.0999 | 14437.4512 | 24.3104 | 15193.9737 | 17.0707 | 10669.1958 | 18.0779 | 11298.6784 | 23.0999 | 14437.4512 | 24.3104 | 15193.9737
11 | Stay erection complete | No. | 12 | 140.6259 | 1687.5107 | 149.3687 | 1792.4249 | 140.6259 | 1687.5107 | 158.1815 | 1898.178 | 202.1243 | 2425.4918 | 212.7156 | 2552.5876 | 149.3687 | 1792.4249 | 158.1815 | 1898.178 | 202.1243 | 2425.4918 | 212.7156 | 2552.5876
12 | Anti climbing devices and danger board fixing | No. | 29 | 50.2235 | 1456.4824 | 53.346 | 1547.0334 | 50.2235 | 1456.4824 | 56.4934 | 1638.3084 | 72.1873 | 2093.4304 | 75.9699 | 2203.1262 | 53.346 | 1547.0334 | 56.4934 | 1638.3084 | 72.1873 | 2093.4304 | 75.9699 | 2203.1262
13 | Painting of Hardware and numbering of poles including steel pole. | No. | 29 | 241.073 | 6991.1156 | 256.0607 | 7425.7603 | 15 | 435 | 271.1683 | 7863.8801 | 346.4988 | 10048.4661 | 364.6554 | 10575.0057 | 15.9326 | 462.0444 | 16.8726 | 489.305 | 21.5598 | 625.2339 | 22.6895 | 657.9962
14 | Stringing of AB Cable 3x35+35 three conductor | Km. | 1.06 | 6629.5062 | 7027.2766 | 7041.6692 | 7464.1694 | 6629.5062 | 7027.2766 | 7457.1277 | 7904.5554 | 9528.7178 | 10100.4409 | 10028.0226 | 10629.704 | 7041.6692 | 7464.1694 | 7457.1277 | 7904.5554 | 9528.7178 | 10100.4409 | 10028.0226 | 10629.704
15 | Formation of Cable termination Kit | Set. | 9 | 2567.4349 | 23106.914 | 2727.0549 | 24543.494 | 2567.4349 | 23106.914 | 2887.9511 | 25991.5601 | 3690.2239 | 33212.0155 | 3883.5917 | 34952.3251 | 2727.0549 | 24543.494 | 2887.9511 | 25991.5601 | 3690.2239 | 33212.0155 | 3883.5917 | 34952.3251
16 | Formation of Cable straight through joint | Set. | 6 | 3035.5129 | 18213.0774 | 3224.2338 | 19345.4027 | 3035.5129 | 18213.0774 | 3414.4636 | 20486.7814 | 4363.0016 | 26178.0093 | 4591.6228 | 27549.737 | 3224.2338 | 19345.4027 | 3414.4636 | 20486.7814 | 4363.0016 | 26178.0093 | 4591.6228 | 27549.737
| TOTAL |  |  |  | 116380.0643 |  | 123615.5293 |  | 449290.5856 |  | 130908.8456 |  | 167275.3228 |  | 176040.5498 |  | 111163.322 |  | 117721.958 |  | 150425.1179 |  | 158307.3941
The rates are proposed for normal soil conditions. In case of soft rock & hard rock, the rates of pit digging will be taken as two times and ten times respectively as compared to the rates applicable for normal soil.

## CL-4
LABOUR SCHEDULE CL-4
LABOUR CHARGES FOR PER KM. OF 11 kV LINE ON 11 MTR. LONG H-BEAM / 365 Kg PCC POLE
S. No. | Particulars | Unit | Qty. | Using H-Beam |  | Using H-Beam | [9 empty] | Using 365 Kg 11 Mtr long PCC Pole
|  |  |  | 2015-2016 (Weasel) |  | 2016-2017 (Weasel) |  | 2015-2016 (Weasel) |  | 2017-2018 (Weasel) |  | Year 2018-19 |  | Year 2019-20
|  |  |  | Rate | Amount | Rate | Amount | Rate | Amount | Rate | Amount | Rate | Amount | Rate | Amount | Rate | Amount | Rate | Amount | Rate | Amount | Rate | Amount
1 | Survey | Km. | 1 | 3013.4119 | 3013.4119 | 3200.7587 | 3200.7587 | 3013.4119 | 3013.4119 | 3389.6035 | 3389.6035 | 4331.2354 | 4331.2354 | 4558.1921 | 4558.1921 | 3200.7587 | 3200.7587 | 3389.6035 | 3389.6035 | 4331.2354 | 4331.2354 | 4558.1921 | 4558.1921
2 | Tree cutting | Km. | 1
3 | Approach Clearance | Km. | 1
4 | Pit digging | No. | 12 | 241.073 | 2892.8754 | 256.0607 | 3072.7284 | 265 | 3180 | 271.1683 | 3254.0194 | 346.4988 | 4157.986 | 364.6554 | 4375.8644 | 281.4753 | 3377.7038 | 298.0824 | 3576.9883 | 380.8896 | 4570.6757 | 400.8483 | 4810.1791
5 | Stay Pit digging | No. | 4 | 200.8941 | 803.5765 | 213.3839 | 853.5357 | 200.89 | 803.56 | 225.9736 | 903.8943 | 288.749 | 1154.9961 | 303.8795 | 1215.5179 | 213.3795 | 853.5181 | 225.9689 | 903.8757 | 288.7431 | 1154.9724 | 303.8732 | 1215.4929
6 | Transportation of pole from road side to pole pit for a lead of 1 Km. | No. | 12 | 301.3412 | 3616.0943 | 320.0759 | 3840.9105 | 361 | 4332 | 338.9604 | 4067.5242 | 433.1235 | 5197.4824 | 455.8192 | 5469.8305 | 383.4437 | 4601.3248 | 406.0669 | 4872.8029 | 518.8723 | 6226.4676 | 546.0612 | 6552.7345
7 | Shifting of materials to pole pits | No. | 12 | 40.1788 | 482.1459 | 42.6768 | 512.1214 | 40.18 | 482.16 | 45.1947 | 542.3366 | 57.7498 | 692.9977 | 60.7759 | 729.3107 | 42.678 | 512.1364 | 45.196 | 542.3524 | 57.7515 | 693.0179 | 60.7777 | 729.3321
8 | Cross arm fixing complete with top clamp | No. | 12 | 60.2682 | 723.2189 | 64.0152 | 768.1821 | 60.27 | 723.24 | 67.7921 | 813.5048 | 86.6247 | 1039.4965 | 91.1638 | 1093.9661 | 64.017 | 768.2046 | 67.7941 | 813.5286 | 86.6272 | 1039.5269 | 91.1665 | 1093.9981
9 | Pole erection complete (including earthing) | No. | 12 | 803.5765 | 9642.9181 | 853.5357 | 10242.428 | 984 | 11808 | 903.8943 | 10846.7312 | 1154.9961 | 13859.9532 | 1215.5179 | 14586.2147 | 1045.1763 | 12542.1152 | 1106.8417 | 13282.1 | 1414.3223 | 16971.8673 | 1488.4328 | 17861.1932
10 | Concreting of stay and poles | Cft. | 270 | 16.0715 | 4339.3132 | 17.0707 | 4609.0926 | 16.07 | 4338.9 | 18.0779 | 4881.0291 | 23.0999 | 6236.9789 | 24.3104 | 6563.7966 | 17.0691 | 4608.6538 | 18.0762 | 4880.5643 | 23.0977 | 6236.3851 | 24.308 | 6563.1717
11 | Stay erection complete | No. | 4 | 140.6259 | 562.5036 | 149.3687 | 597.475 | 140.63 | 562.52 | 158.1815 | 632.726 | 202.1243 | 808.4973 | 212.7156 | 850.8625 | 149.3731 | 597.4924 | 158.1861 | 632.7445 | 202.1302 | 808.5209 | 212.7218 | 850.8874
12 | Insulator fixing with GI Pin | No. | 36 | 14.0626 | 506.2532 | 14.9369 | 537.7275 | 14.06 | 506.16 | 15.8181 | 569.4534 | 20.2124 | 727.6475 | 21.2716 | 765.7763 | 14.9341 | 537.6285 | 15.8152 | 569.3486 | 20.2087 | 727.5136 | 21.2676 | 765.6353
13 | Anti climbing devices and danger board fixing | No. | 12 | 50.2235 | 602.6824 | 53.346 | 640.1517 | 50.22 | 602.64 | 56.4934 | 677.9207 | 72.1873 | 866.2471 | 75.9699 | 911.6384 | 53.3422 | 640.1067 | 56.4894 | 677.873 | 72.1822 | 866.1862 | 75.9645 | 911.5743
14 | Painting of Hardware and numbering of poles including steel pole. | No. | 12 | 241.073 | 2892.8754 | 256.0607 | 3072.7284 | 60.27 | 723.24 | 271.1683 | 3254.0194 | 346.4988 | 4157.986 | 364.6554 | 4375.8644 | 64.017 | 768.2046 | 67.7941 | 813.5286 | 86.6272 | 1039.5269 | 91.1665 | 1093.9981
15 | Stringing of line (Weasel) all three conductor | Km. | 1 | 6629.5062 | 6629.5062 | 7041.6692 | 7041.6692 | 6629.5062 | 6629.5062 | 7457.1277 | 7457.1277 | 9528.7178 | 9528.7178 | 10028.0226 | 10028.0226 | 7041.6692 | 7041.6692 | 7457.1277 | 7457.1277 | 9528.7178 | 9528.7178 | 10028.0226 | 10028.0226
16 | Carpet guarding | Span | 1 | 1004.4706 | 1004.4706 | 1066.9196 | 1066.9196 | 1004.47 | 1004.47 | 1129.8678 | 1129.8678 | 1443.7451 | 1443.7451 | 1519.3974 | 1519.3974 | 1066.9189 | 1066.9189 | 1129.8671 | 1129.8671 | 1443.7442 | 1443.7442 | 1519.3964 | 1519.3964
17 | Twisting of jointing sleeves | No. | 3 | 44.1967 | 132.5901 | 46.9445 | 140.8334 | 60.27 | 180.81 | 49.7142 | 149.1426 | 63.5248 | 190.5744 | 66.8535 | 200.5605 | 64.017 | 192.0511 | 67.7941 | 203.3822 | 86.6272 | 259.8817 | 91.1665 | 273.4995
| TOTAL |  |  |  | 37844.4358 |  | 40197.2622 |  | 38890.6181 |  | 42568.9006 |  | 54394.5412 |  | 57244.8152 |  | 41308.4867 |  | 43745.6875 |  | 55898.2394 |  | 58827.3072
| Stringing of line (Rabbit) all three conductor | Km. | 1 | 7232.1886 | 38447.1181 | 7681.821 | 40837.4139 | 7232.1886 | 39493.3005 | 8135.0484 | 43246.8213 | 10394.9649 | 55260.7883 | 10939.661 | 58156.4536 | 7681.821 | 41948.6385 | 8135.0484 | 44423.6082 | 10394.9649 | 56764.4865 | 10939.661 | 59738.9456
| Stringing of line (Raccoon) all three conductor | Km. | 1 | 7834.871 | 39049.8005 | 8321.9727 | 41477.5657 | 7834.871 | 40095.9829 | 8812.9691 | 43924.742 | 11261.212 | 56127.0354 | 11851.2995 | 59068.092 | 8321.9727 | 42588.7902 | 8812.9691 | 45101.5289 | 11261.212 | 57630.7336 | 11851.2995 | 60650.584
| Stringing of line (Dog) all three conductor | Km. | 1 | 9040.24 | 40255.1695 | 9602.2808 | 42757.8737 | 9040.24 | 41301.3519 | 10168.8153 | 45280.5882 | 12993.7122 | 57859.5357 | 13674.5827 | 60891.3753 | 9602.2808 | 43869.0983 | 10168.8153 | 46457.3751 | 12993.7122 | 59363.2339 | 13674.5827 | 62473.8673
The rates are proposed for normal soil conditions. In case of soft rock & hard rock, the rates of pit digging will be taken as two times and ten times respectively as compared to the rates applicable for normal soil.

## CL-5
LABOUR SCHEDULE CL-5
LABOUR CHARGES PER KM. OF 11 kV D.P. STRUCTURE ON 11 MTR LONG H-BEAM / 365 KG PCC POLE
S.No. | Particulars | Unit | Qty. | Using H-Beam |  | Using H-Beam | [9 empty] | Using 365 Kg 11 Mtr long PCC Pole
|  |  |  | 2015-2016 |  | 2016-2017 |  | 2015-2016 (Weasel) |  | 2017-2018 |  | Year 2018-19 |  | Year 2019-20
|  |  |  | Rate | Amount | Rate | Amount | Rate | Amount | Rate | Amount | Rate | Amount | Rate | Amount | Rate | Amount | Rate | Amount | Rate | Amount | Rate | Amount
1 | Pit digging | No. | 2 | 241.073 | 482.1459 | 256.0607 | 512.1214 | 265 | 530 | 271.1683 | 542.3366 | 346.4988 | 692.9977 | 364.6554 | 729.3107 | 281.4753 | 562.9506 | 298.0824 | 596.1647 | 380.8896 | 761.7793 | 400.8483 | 801.6965
2 | Stay Pit digging | No. | 6 | 200.8941 | 1205.3648 | 213.3839 | 1280.3035 | 200.89 | 1205.34 | 225.9736 | 1355.8414 | 288.749 | 1732.4941 | 303.8795 | 1823.2768 | 213.3795 | 1280.2772 | 225.9689 | 1355.8135 | 288.7431 | 1732.4586 | 303.8732 | 1823.2394
3 | Shifting of materials to pole pit | Set | 1 | 140.6259 | 140.6259 | 149.3687 | 149.3687 | 140.63 | 140.63 | 158.1815 | 158.1815 | 202.1243 | 202.1243 | 212.7156 | 212.7156 | 149.3731 | 149.3731 | 158.1861 | 158.1861 | 202.1302 | 202.1302 | 212.7218 | 212.7218
4 | Transportation of pole from road side to pole pit for a lead of 1 Km. | No. | 2 | 301.3412 | 602.6824 | 320.0759 | 640.1517 | 361 | 722 | 338.9604 | 677.9207 | 433.1235 | 866.2471 | 455.8192 | 911.6384 | 383.4437 | 766.8875 | 406.0669 | 812.1338 | 518.8723 | 1037.7446 | 546.0612 | 1092.1224
5 | DC Cross arm fixing complete including insulator etc. | No. | 1 | 301.3412 | 301.3412 | 320.0759 | 320.0759 | 301.34 | 301.34 | 338.9604 | 338.9604 | 433.1235 | 433.1235 | 455.8192 | 455.8192 | 320.0746 | 320.0746 | 338.959 | 338.959 | 433.1218 | 433.1218 | 455.8174 | 455.8174
6 | Pole erection complete (including earthing) | No. | 2 | 803.5765 | 1607.153 | 853.5357 | 1707.0713 | 984 | 1968 | 903.8943 | 1807.7885 | 1154.9961 | 2309.9922 | 1215.5179 | 2431.0358 | 1045.1763 | 2090.3525 | 1106.8417 | 2213.6833 | 1414.3223 | 2828.6446 | 1488.4328 | 2976.8655
7 | Concreting of stay and poles | Cft. | 76 | 16.0715 | 1221.4363 | 17.0707 | 1297.3742 | 16.07 | 1221.32 | 18.0779 | 1373.9193 | 23.0999 | 1755.5941 | 24.3104 | 1847.5872 | 17.0691 | 1297.2507 | 18.0762 | 1373.7885 | 23.0977 | 1755.4269 | 24.308 | 1847.4113
8 | Stay erection complete | No. | 6 | 140.6259 | 843.7553 | 149.3687 | 896.2124 | 140.63 | 843.78 | 158.1815 | 949.089 | 202.1243 | 1212.7459 | 212.7156 | 1276.2938 | 149.3731 | 896.2386 | 158.1861 | 949.1167 | 202.1302 | 1212.7814 | 212.7218 | 1276.3311
9 | Anticlimbing devices and danger board fixing | Set | 2 | 50.2235 | 100.4471 | 53.346 | 106.692 | 50.22 | 100.44 | 56.4934 | 112.9868 | 72.1873 | 144.3745 | 75.9699 | 151.9397 | 53.3422 | 106.6845 | 56.4894 | 112.9788 | 72.1822 | 144.3644 | 75.9645 | 151.9291
10 | Painting of cross arm, pole and numbering of poles etc. | No. | 2 | 241.073 | 482.1459 | 256.0607 | 512.1214 | 60.27 | 120.54 | 271.1683 | 542.3366 | 346.4988 | 692.9977 | 364.6554 | 729.3107 | 64.017 | 128.0341 | 67.7941 | 135.5881 | 86.6272 | 173.2545 | 91.1665 | 182.333
| TOTAL |  |  |  | 6987.0978 |  | 7421.4926 |  | 7153.39 |  | 7859.3607 |  | 10042.6911 |  | 10568.9281 |  | 7598.1234 |  | 8046.4127 |  | 10281.7061 |  | 10820.4675
The rates are proposed for normal soil conditions. In case of soft rock & hard rock, the rates of pit digging will be taken as two times and ten times respectively as compared to the rates applicable for normal soil.

## CL-6
LABOUR SCHEDULE CL-6
LABOUR CHARGES FOR PER KM. OF 11 kV LINE ON R.S. JOIST (11 MTR.)
S.No. | Particulars | Unit | Qty. | 2015-2016 |  | 2016-2017 |  | 2017-2018 |  | Year 2018-19 |  | Year 2019-20
|  |  |  | Rate | Amount | Rate | Amount | Rate | Amount | Rate | Amount | Rate | Amount
1 | Survey | Km. | 1 | 3013.4119 | 3013.4119 | 3200.7587 | 3200.7587 | 3389.6035 | 3389.6035 | 4331.2354 | 4331.2354 | 4558.1921 | 4558.1921
2 | Tree cutting | Km. | 1
3 | Approach Clearance | Km. | 1
4 | Pit digging | No. | 12 | 241.073 | 2892.8754 | 256.0607 | 3072.7284 | 271.1683 | 3254.0194 | 346.4988 | 4157.986 | 364.6554 | 4375.8644
5 | Stay Pit digging | No. | 4 | 200.8941 | 803.5765 | 213.3839 | 853.5357 | 225.9736 | 903.8943 | 288.749 | 1154.9961 | 303.8795 | 1215.5179
6 | Transportation of pole from road side to pole pit for a lead of 1 Km. | No. | 12 | 301.3412 | 3616.0943 | 320.0759 | 3840.9105 | 338.9604 | 4067.5242 | 433.1235 | 5197.4824 | 455.8192 | 5469.8305
7 | Shifting of materials to pole pits | No. | 12 | 40.1788 | 482.1459 | 42.6768 | 512.1214 | 45.1947 | 542.3366 | 57.7498 | 692.9977 | 60.7759 | 729.3107
8 | Cross arm fixing complete with top clamp | No. | 12 | 60.2682 | 723.2189 | 64.0152 | 768.1821 | 67.7921 | 813.5048 | 86.6247 | 1039.4965 | 91.1638 | 1093.9661
9 | Pole erection complete with earthing | No. | 12 | 803.5765 | 9642.9181 | 853.5357 | 10242.428 | 903.8943 | 10846.7312 | 1154.9961 | 13859.9532 | 1215.5179 | 14586.2147
10 | Concreting of stay and poles | Cft. | 270 | 16.0715 | 4339.3132 | 17.0707 | 4609.0926 | 18.0779 | 4881.0291 | 23.0999 | 6236.9789 | 24.3104 | 6563.7966
11 | Stay erection complete. | No. | 4 | 140.6259 | 562.5036 | 149.3687 | 597.475 | 158.1815 | 632.726 | 202.1243 | 808.4973 | 212.7156 | 850.8625
12 | Insulator fixing with GI Pin. | No. | 36 | 14.0626 | 506.2532 | 14.9369 | 537.7275 | 15.8181 | 569.4534 | 20.2124 | 727.6475 | 21.2716 | 765.7763
13 | Anti climbing devices and danger board fixing | No. | 12 | 50.2235 | 602.6824 | 53.346 | 640.1517 | 56.4934 | 677.9207 | 72.1873 | 866.2471 | 75.9699 | 911.6384
14 | Painting of Hardware and numbering of poles including steel pole. | No. | 12 | 241.073 | 2892.8754 | 256.0607 | 3072.7284 | 271.1683 | 3254.0194 | 346.4988 | 4157.986 | 364.6554 | 4375.8644
15 | Stringing of line (Weasel) all three conductor. | Km. | 1 | 6629.5062 | 6629.5062 | 7041.6692 | 7041.6692 | 7457.1277 | 7457.1277 | 9528.7178 | 9528.7178 | 10028.0226 | 10028.0226
16 | Carpet guarding. | Span | 1 | 1004.4706 | 1004.4706 | 1066.9196 | 1066.9196 | 1129.8678 | 1129.8678 | 1443.7451 | 1443.7451 | 1519.3974 | 1519.3974
17 | Twisting of jointing sleeves. | No. | 3 | 44.1967 | 132.5901 | 46.9445 | 140.8334 | 49.7142 | 149.1426 | 63.5248 | 190.5744 | 66.8535 | 200.5605
| TOTAL |  |  |  | 37844.4358 |  | 40197.2622 |  | 42568.9006 |  | 54394.5412 |  | 57244.8152
| Stringing of line (Rabbit) all three conductor. | Km. | 1 | 7232.1842 | 38447.1148 | 7681.8163 | 40837.4104 | 8135.0435 | 43246.8176 | 10394.9586 | 55260.7835 | 10939.6544 | 58156.4486
The rates are proposed for normal soil conditions. In case of soft rock & hard rock, the rates of pit digging will be taken as two times and ten times respectively as compare to the rates applicable for normal soil.

## CL-7
LABOUR SCHEDULE CL-7
LABOUR CHARGES PER KM. OF 11 kV D.P. STRUCTURE WITH R.S.JOIST
S. No. | Particulars | Unit | Qty. | 2015-2016 |  | 2016-2017 |  | 2017-2018 |  | Year 2018-19 |  | Year 2019-20
|  |  |  | Rate | Amount | Rate | Amount | Rate | Amount | Rate | Amount | Rate | Amount
1 | Pit digging | No. | 2 | 241.073 | 482.1459 | 256.0607 | 512.1214 | 271.1683 | 542.3366 | 346.4988 | 692.9977 | 364.6554 | 729.3107
2 | Stay Pit digging | No. | 6 | 200.8941 | 1205.3648 | 213.3839 | 1280.3035 | 225.9736 | 1355.8414 | 288.749 | 1732.4941 | 303.8795 | 1823.2768
3 | Shifting of materials to pole pit | Set | 1 | 140.6259 | 140.6259 | 149.3687 | 149.3687 | 158.1815 | 158.1815 | 202.1243 | 202.1243 | 212.7156 | 212.7156
4 | Transportation of pole from road side to pole pit for a lead of 1 Km. | No. | 2 | 301.3412 | 602.6824 | 320.0759 | 640.1517 | 338.9604 | 677.9207 | 433.1235 | 866.2471 | 455.8192 | 911.6384
5 | DC Cross arm fixing complete including insulator etc. | No. | 1 | 301.3412 | 301.3412 | 320.0759 | 320.0759 | 338.9604 | 338.9604 | 433.1235 | 433.1235 | 455.8192 | 455.8192
6 | Pole erection complete (including earthing) | No. | 2 | 803.5765 | 1607.153 | 853.5357 | 1707.0713 | 903.8943 | 1807.7885 | 1154.9961 | 2309.9922 | 1215.5179 | 2431.0358
7 | Concreting of stay and poles | Cft. | 76 | 16.0715 | 1221.4363 | 17.0707 | 1297.3742 | 18.0779 | 1373.9193 | 23.0999 | 1755.5941 | 24.3104 | 1847.5872
8 | Stay erection complete | No. | 6 | 140.6259 | 843.7553 | 149.3687 | 896.2124 | 158.1815 | 949.089 | 202.1243 | 1212.7459 | 212.7156 | 1276.2938
9 | Anticlimbing devices and danger board fixing | Set | 2 | 50.2235 | 100.4471 | 53.346 | 106.692 | 56.4934 | 112.9868 | 72.1873 | 144.3745 | 75.9699 | 151.9397
10 | Painting of cross arm, pole and numbering of poles etc. | No. | 2 | 241.073 | 482.1459 | 256.0607 | 512.1214 | 271.1683 | 542.3366 | 346.4988 | 692.9977 | 364.6554 | 729.3107
| TOTAL |  |  |  | 6987.0978 |  | 7421.4926 |  | 7859.3607 |  | 10042.6911 |  | 10568.9281
The rates are proposed for normal soil conditions. In case of soft rock & hard rock, the rates of pit digging will be taken as two times and ten times respectively as compare to the rates applicable for normal soil.

## CL-7 (B-1) B
2012-13
LABOUR SCHEDULE CL-7 (B-1) B
LABOUR SCHEDULE - FOR RENOVATION OF EXISTING DISTRIBUTION TRANSFORMER SUB-STATION.
S. No. | Particulars | Unit | Rate 2015-2016 | 2015-2016 |  | 2015-2016 |  | 2015-2016 |  | Rate 2016-2017 | 2016-2017 |  | 2016-2017 |  | 2016-2017 |  | Rate 2017-2018 | 2017-2018 |  | 2017-2018 |  | 2017-2018 |  | Rate Year 2018-19 | Year 2018-19 | [5 empty] | Rate Year 2019-20 | Year 2019-20
|  |  |  | 63 kVA X-mer |  | 100 kVA X-mer |  | 200 kVA X-mer |  |  | 63 kVA X-mer |  | 100 kVA X-mer |  | 200 kVA X-mer |  |  | 63 kVA X-mer |  | 100 kVA X-mer |  | 200 kVA X-mer |  |  | 63 kVA X-mer |  | 100 kVA X-mer |  | 200 kVA X-mer |  |  | 63 kVA X-mer |  | 100 kVA X-mer |  | 200 kVA X-mer
|  |  |  | Qty. | Amount | Qty. | Amount | Qty. | Amount |  | Qty. | Amount | Qty. | Amount | Qty. | Amount |  | Qty. | Amount | Qty. | Amount | Qty. | Amount |  | Qty. | Amount | Qty. | Amount | Qty. | Amount |  | Qty. | Amount | Qty. | Amount | Qty. | Amount
1 | Shifting of material to pole pits | Set | 195.4854 | 1 | 195.4854 | 1 | 195.4854 | 1 | 195.4854 | 207.639 | 1 | 207.639 | 1 | 207.639 | 1 | 207.639 | 219.8897 | 1 | 219.8897 | 1 | 219.8897 | 1 | 219.8897 | 280.975 | 1 | 280.975 | 1 | 280.975 | 1 | 280.975 | 295.6981 | 1 | 295.6981 | 1 | 295.6981 | 1 | 295.6981
| Fixing of LT distribution Box with Cable |  | 0 |  | 0 |  | 0 |  | 0 | 0 |  | 0 |  | 0 |  | 0 | 0 |  | 0 |  | 0 |  | 0 | 0 |  | 0 |  | 0 |  | 0 | 0 |  | 0 |  | 0 |  | 0
2 | 63/100 kVA | Each | 1121.9164 | 1 | 1121.9164 | 1 | 1121.9164 | 0 | 0 | 1191.6671 | 1 | 1191.6671 | 1 | 1191.6671 | 0 | 0 | 1261.9755 | 1 | 1261.9755 | 1 | 1261.9755 | 0 | 0 | 1612.5522 | 1 | 1612.5522 | 1 | 1612.5522 | 0 | 0 | 1697.05 | 1 | 1697.05 | 1 | 1697.05 | 0 | 0
3 | 200 kVA | Each | 2090.8443 |  | 0 |  | 0 | 1 | 2090.8443 | 2220.8341 |  | 0 |  | 0 | 1 | 2220.8341 | 2351.8634 |  | 0 |  | 0 | 1 | 2351.8634 | 3005.211 |  | 0 |  | 0 | 1 | 3005.211 | 3162.6841 |  | 0 |  | 0 | 1 | 3162.6841
4 | Handling/ Inst. Of Transformer | Each | LS | 1 | 1376.1248 | 1 | 2511.1724 | 1 | 2511.1724 | LS | 1 | 1461.6798 | 1 | 2667.2945 | 1 | 2667.2945 | LS | 1 | 1547.9189 | 1 | 2824.6649 | 1 | 2824.6649 | LS | 1 | 1977.9308 | 1 | 3609.3568 | 1 | 3609.3568 | LS | 1 | 2081.5744 | 1 | 3798.4871 | 1 | 3798.4871
5 | Earthing of S/s | LS | LS | 1 | 1205.3648 | 1 | 1205.3648 | 1 | 1205.3648 | LS | 1 | 1280.3035 | 1 | 1280.3035 | 1 | 1280.3035 | LS | 1 | 1355.8414 | 1 | 1355.8414 | 1 | 1355.8414 | LS | 1 | 1732.4941 | 1 | 1732.4941 | 1 | 1732.4941 | LS | 1 | 1823.2768 | 1 | 1823.2768 | 1 | 1823.2768
| TOTAL |  |  |  | 3898.8914 |  | 5033.9391 |  | 6002.8669 |  |  | 4141.2894 |  | 5346.9041 |  | 6376.0711 |  |  | 4385.6255 |  | 5662.3714 |  | 6752.2593 |  |  | 5603.9522 |  | 7235.3782 |  | 8628.037 |  |  | 5897.5993 |  | 7614.512 |  | 9080.1461
The rates are proposed for normal soil conditions. In case of soft rock & hard rock, the rates of pit digging will be taken as two times and ten times respectively as compared to the rates applicable for normal soil.

## CL-8
LABOUR SCHEDULE CL-8 (G-1)
SINGLE POLE MOUNTED LOW CAPACITY SINGLE PHASE / THREE PHASE 11/0.4 kV DISTRIBUTION TRANSFORMER SUB-STATION
S. No. | Particulars | Unit | Qty. | 2015-2016 |  | 2016-2017 |  | 2017-2018 |  | Year 2018-19 |  | Year 2019-20
|  |  |  | Rate | Amount | Rate | Amount | Rate | Amount | Rate | Amount | Rate | Amount
1 | Pit digging | Each | 1 | 200.8941 | 200.8941 | 213.3839 | 213.3839 | 225.9736 | 225.9736 | 288.749 | 288.749 | 303.8795 | 303.8795
2 | Stay Pit digging | Each | 4 | 180.8047 | 723.2189 | 192.0455 | 768.1821 | 203.3762 | 813.5048 | 259.8741 | 1039.4965 | 273.4915 | 1093.9661
3 | Shifting of materials to pole pits | Set | 1 | 200.8941 | 200.8941 | 213.3839 | 213.3839 | 225.9736 | 225.9736 | 288.749 | 288.749 | 303.8795 | 303.8795
4 | Transportation of pole from road side to pole pit | Each | 1 | 251.1177 | 251.1177 | 266.7299 | 266.7299 | 282.467 | 282.467 | 360.9363 | 360.9363 | 379.8493 | 379.8493
5 | DC/ V Cross arm fixing complete including insulator | Each | 1 | 301.3412 | 301.3412 | 320.0759 | 320.0759 | 338.9604 | 338.9604 | 433.1235 | 433.1235 | 455.8192 | 455.8192
6 | Pole erection complete including earthing | Each | 1 | 502.2353 | 502.2353 | 533.4598 | 533.4598 | 564.9339 | 564.9339 | 721.8726 | 721.8726 | 759.6987 | 759.6987
7 | Concreting of stay and base pad for poles | Cft. | 47 | 16.0715 | 755.3619 | 17.0707 | 802.3235 | 18.0779 | 849.6606 | 23.0999 | 1085.6963 | 24.3104 | 1142.5868
8 | Stay erection complete | Each | 4 | 130.5812 | 522.3247 | 138.6995 | 554.7982 | 146.8828 | 587.5313 | 187.6869 | 750.7475 | 197.5217 | 790.0866
9 | Fixing of LA Set (2 Nos.) | Set | 1 | 100.4471 | 100.4471 | 106.692 | 106.692 | 112.9868 | 112.9868 | 144.3745 | 144.3745 | 151.9397 | 151.9397
10 | Anti climbing devices and danger board fixing | Each | 1 | 50.2235 | 50.2235 | 53.346 | 53.346 | 56.4934 | 56.4934 | 72.1873 | 72.1873 | 75.9699 | 75.9699
11 | Painting of cross arm & numbering of poles. | Each | 1 | 80.3577 | 80.3577 | 85.3536 | 85.3536 | 90.3894 | 90.3894 | 115.4996 | 115.4996 | 121.5518 | 121.5518
12 | Fixing of LT switch box & transformer wiring etc. | Job | 1 | 150.6706 | 150.6706 | 160.0379 | 160.0379 | 169.4802 | 169.4802 | 216.5618 | 216.5618 | 227.9096 | 227.9096
13 | Handling and installation of transformer on structure | Job | 1 | 200.8941 | 200.8941 | 213.3839 | 213.3839 | 225.9736 | 225.9736 | 288.749 | 288.749 | 303.8795 | 303.8795
14 | Fixing of D.O fuse complete with base channel | Set | 1 | 100.4471 | 100.4471 | 106.692 | 106.692 | 112.9868 | 112.9868 | 144.3745 | 144.3745 | 151.9397 | 151.9397
15 | Earthing of S/s including pit digging laying and conecting wires to supports X-mer etc. | Set | 1 | 703.1294 | 703.1294 | 746.8437 | 746.8437 | 790.9075 | 790.9075 | 1010.6216 | 1010.6216 | 1063.5782 | 1063.5782
16 | Installation & commissioning of TPN switch & DT Meter | Job | 1 | 662.9506 | 662.9506 | 704.1669 | 704.1669 | 745.7128 | 745.7128 | 952.8718 | 952.8718 | 1002.8023 | 1002.8023
| TOTAL |  |  |  | 5506.508 |  | 5848.8531 |  | 6193.9355 |  | 7914.6108 |  | 8329.3364
The rates are proposed for normal soil conditions. In case of soft rock & hard rock, the rates of pit digging will be taken as two times and ten times respectively as compared to the rates applicable for normal soil.

## CL-9
LABOUR SCHEDULE CL-9
LABOUR SCHEDULE - PLINTH MOUNTED DISTRIBUTION TRANSFORMER S/s.
S. No. | Particulars | Unit | Rate 2015-2016 | 2015-2016 |  | 2015-2016 |  | 2015-2016 |  | Rate 2016-2017 | 2016-2017 |  | 2016-2017 |  | 2016-2017 |  | Rate 2017-2018 | 2017-2018 |  | 2017-2018 |  | 2017-2018 |  | Rate Year 2018-19 | Year 2018-19 | [5 empty] | Rate Year 2019-20 | Year 2019-20
|  |  |  | 63 kVA X-mer |  | 100 kVA X-mer |  | 200 kVA X-mer |  |  | 63 kVA X-mer |  | 100 kVA X-mer |  | 200 kVA X-mer |  |  | 63 kVA X-mer |  | 100 kVA X-mer |  | 200 kVA X-mer |  |  | 63 kVA X-mer |  | 100 kVA X-mer |  | 200 kVA X-mer |  |  | 63 kVA X-mer |  | 100 kVA X-mer |  | 200 kVA X-mer
|  |  |  | Qty. | Amount | Qty. | Amount | Qty. | Amount |  | Qty. | Amount | Qty. | Amount | Qty. | Amount |  | Qty. | Amount | Qty. | Amount | Qty. | Amount |  | Qty. | Amount | Qty. | Amount | Qty. | Amount |  | Qty. | Amount | Qty. | Amount | Qty. | Amount
1 | Pole Pit digging
| (i) RSJ | No. | 254.981 | 2 | 509.962 | 2 | 509.962 | 0 | 0 | 270.8334 | 2 | 541.6669 | 2 | 541.6669 | 0 | 0 | 286.8126 | 2 | 573.6252 | 2 | 573.6252 | 0 | 0 | 366.4891 | 2 | 732.9783 | 2 | 732.9783 | 0 | 0 | 385.6932 | 2 | 771.3864 | 2 | 771.3864 | 0 | 0
| (ii) H.Beam | No. | 290.6783 | 0 | 0 | 0 | 0 | 2 | 581.3567 | 308.7501 | 0 | 0 | 0 | 0 | 2 | 617.5002 | 326.9664 | 0 | 0 | 0 | 0 | 2 | 653.9327 | 417.7976 | 0 | 0 | 0 | 0 | 2 | 835.5953 | 439.6902 | 0 | 0 | 0 | 0 | 2 | 879.3804
2 | Stay pit digging | Each | 195.4854 | 4 | 781.9418 | 4 | 781.9418 | 4 | 781.9418 | 207.639 | 4 | 830.5559 | 4 | 830.5559 | 4 | 830.5559 | 219.8897 | 4 | 879.5587 | 4 | 879.5587 | 4 | 879.5587 | 280.975 | 4 | 1123.9 | 4 | 1123.9 | 4 | 1123.9 | 295.6981 | 4 | 1182.7924 | 4 | 1182.7924 | 4 | 1182.7924
3 | Shifting of material to pole pits | Set | 195.4854 | 1 | 195.4854 | 1 | 195.4854 | 1 | 195.4854 | 207.639 | 1 | 207.639 | 1 | 207.639 | 1 | 207.639 | 219.8897 | 1 | 219.8897 | 1 | 219.8897 | 1 | 219.8897 | 280.975 | 1 | 280.975 | 1 | 280.975 | 1 | 280.975 | 295.6981 | 1 | 295.6981 | 1 | 295.6981 | 1 | 295.6981
4 | Transportation of pole from Road side to pole pit | Each | 195.4854 | 2 | 390.9709 | 2 | 390.9709 | 2 | 390.9709 | 207.639 | 2 | 415.2779 | 2 | 415.2779 | 2 | 415.2779 | 219.8897 | 2 | 439.7793 | 2 | 439.7793 | 2 | 439.7793 | 280.975 | 2 | 561.95 | 2 | 561.95 | 2 | 561.95 | 295.6981 | 2 | 591.3962 | 2 | 591.3962 | 2 | 591.3962
5 | Cross arm fixing complete. | Each | 790.4411 | 2 | 1580.8823 | 2 | 1580.8823 | 2 | 1580.8823 | 839.5836 | 2 | 1679.1673 | 2 | 1679.1673 | 2 | 1679.1673 | 889.1191 | 2 | 1778.2382 | 2 | 1778.2382 | 2 | 1778.2382 | 1136.1164 | 2 | 2272.2327 | 2 | 2272.2327 | 2 | 2272.2327 | 1195.6489 | 2 | 2391.2977 | 2 | 2391.2977 | 2 | 2391.2977
6 (a) | Pole erection complete including earthing (RSJ) | Each | 739.4449 | 2 | 1478.8898 | 2 | 1478.8898 | 0 | 0 | 785.417 | 2 | 1570.8339 | 2 | 1570.8339 | 0 | 0 | 831.7566 | 2 | 1663.5131 | 2 | 1663.5131 | 0 | 0 | 1062.8185 | 2 | 2125.637 | 2 | 2125.637 | 0 | 0 | 1118.5102 | 2 | 2237.0204 | 2 | 2237.0204 | 0 | 0
(b) | Pole erection complete including earthing H-Beam | Each | 1019.924 |  | 0 |  | 0 | 2 | 2039.8481 | 1083.3337 |  | 0 |  | 0 | 2 | 2166.6675 | 1147.2504 |  | 0 |  | 0 | 2 | 2294.5008 | 1465.9566 |  | 0 |  | 0 | 2 | 2931.9132 | 1542.7727 |  | 0 |  | 0 | 2 | 3085.5454
7 | Concreting | Cmt. | 16.9987 | 405 | 6884.4872 | 405 | 6884.4872 | 420 | 7139.4682 | 637.5419 | 11.4698 | 7312.5027 | 11.4698 | 7312.5027 | 11.8946 | 7583.3361 | 675.1569 | 11.4698 | 7743.9403 | 11.4698 | 7743.9403 | 11.8946 | 8030.7529 | 862.7155 | 11.4698 | 9895.207 | 11.4698 | 9895.207 | 11.8946 | 10261.6961 | 907.9217 | 11.4698 | 10413.7158 | 11.4698 | 10413.7158 | 11.8946 | 10799.409
8 | Stay erection complete | Each | 220.9835 | 4 | 883.9342 | 4 | 883.9342 | 4 | 883.9342 | 234.7223 | 4 | 938.8892 | 4 | 938.8892 | 4 | 938.8892 | 248.5709 | 4 | 994.2837 | 4 | 994.2837 | 4 | 994.2837 | 317.6239 | 4 | 1270.4957 | 4 | 1270.4957 | 4 | 1270.4957 | 334.2674 | 4 | 1337.0697 | 4 | 1337.0697 | 4 | 1337.0697
9 | Fixing of LA set. | Set | 297.4778 | 1 | 297.4778 | 1 | 297.4778 | 1 | 297.4778 | 315.9723 | 1 | 315.9723 | 1 | 315.9723 | 1 | 315.9723 | 334.6147 | 1 | 334.6147 | 1 | 334.6147 | 1 | 334.6147 | 427.5707 | 1 | 427.5707 | 1 | 427.5707 | 1 | 427.5707 | 449.9754 | 1 | 449.9754 | 1 | 449.9754 | 1 | 449.9754
10 | Anticlimbing device and danger board fixing | Each | 59.4956 | 2 | 118.9911 | 2 | 118.9911 | 2 | 118.9911 | 63.1945 | 2 | 126.3889 | 2 | 126.3889 | 2 | 126.3889 | 66.9229 | 2 | 133.8459 | 2 | 133.8459 | 2 | 133.8459 | 85.5141 | 2 | 171.0283 | 2 | 171.0283 | 2 | 171.0283 | 89.9951 | 2 | 179.9901 | 2 | 179.9901 | 2 | 179.9901
11 | Painting of HW/No. of pole | Each | 42.4968 | 2 | 84.9937 | 2 | 84.9937 | 2 | 84.9937 | 45.1389 | 2 | 90.2778 | 2 | 90.2778 | 2 | 90.2778 | 47.8021 | 2 | 95.6042 | 2 | 95.6042 | 2 | 95.6042 | 61.0815 | 2 | 122.163 | 2 | 122.163 | 2 | 122.163 | 64.2822 | 2 | 128.5644 | 2 | 128.5644 | 2 | 128.5644
12 | Fixing of LT distribution of Box |  | 0 |  | 0 |  | 0 |  | 0 | 0 |  | 0 |  | 0 |  | 0 | 0 |  | 0 |  | 0 |  | 0 | 0 |  | 0 |  | 0 |  | 0 | 0 |  | 0 |  | 0 |  | 0
| 63/100 kVA | Each | 1121.9164 | 1 | 1121.9164 | 1 | 1121.9164 | 0 | 0 | 1191.6671 | 1 | 1191.6671 | 1 | 1191.6671 | 0 | 0 | 1261.9755 | 1 | 1261.9755 | 1 | 1261.9755 | 0 | 0 | 1612.5522 | 1 | 1612.5522 | 1 | 1612.5522 | 0 | 0 | 1697.05 | 1 | 1697.05 | 1 | 1697.05 | 0 | 0
| 200 kVA | Each | 2090.8443 |  | 0 |  | 0 | 1 | 2090.8443 | 2220.8341 |  | 0 |  | 0 | 1 | 2220.8341 | 2351.8634 |  | 0 |  | 0 | 1 | 2351.8634 | 3005.211 |  | 0 |  | 0 | 1 | 3005.211 | 3162.6841 |  | 0 |  | 0 | 1 | 3162.6841
13 | Handling/ Inst. Of Transformer | Each | LS | 1 | 1376.1248 | 1 | 2511.1766 | 1 | 2511.1766 | LS | 1 | 1461.6798 | 1 | 2667.299 | 1 | 2667.299 | LS | 1 | 1547.9189 | 1 | 2824.6696 | 1 | 2824.6696 | LS | 1 | 1977.9308 | 1 | 3609.3628 | 1 | 3609.3628 | LS | 1 | 2081.5744 | 1 | 3798.4934 | 1 | 3798.4934
14 | Earthing of S/s | LS | LS | 1 | 1205.3648 | 1 | 1205.3648 | 1 | 1205.3648 | LS | 1 | 1280.3035 | 1 | 1280.3035 | 1 | 1280.3035 | LS | 1 | 1355.8414 | 1 | 1355.8414 | 1 | 1355.8414 | LS | 1 | 1732.4941 | 1 | 1732.4941 | 1 | 1732.4941 | LS | 1 | 1823.2768 | 1 | 1823.2768 | 1 | 1823.2768
15 | Fixing of DO fuse unit | Set | 329.0064 | 1 | 329.0064 | 1 | 329.0064 | 1 | 329.0064 | 349.4611 | 1 | 349.4611 | 1 | 349.4611 | 1 | 349.4611 | 370.0793 | 1 | 370.0793 | 1 | 370.0793 | 1 | 370.0793 | 472.8873 | 1 | 472.8873 | 1 | 472.8873 | 1 | 472.8873 | 497.6666 | 1 | 497.6666 | 1 | 497.6666 | 1 | 497.6666
16 | Fixing of AB Switch | Set | 658.0128 | 0 | 0 | 1 | 658.0128 | 1 | 658.0128 | 698.9221 | 0 | 0 | 1 | 698.9221 | 1 | 698.9221 | 740.1585 | 0 | 0 | 1 | 740.1585 | 1 | 740.1585 | 945.7746 | 0 | 0 | 1 | 945.7746 | 1 | 945.7746 | 995.3331 | 0 | 0 | 1 | 995.3331 | 1 | 995.3331
| TOTAL |  |  |  | 17240.4286 |  | 19033.4932 |  | 20889.755 |  |  | 18312.2833 |  | 20216.8245 |  | 22188.4919 |  |  | 19392.708 |  | 21409.6172 |  | 23497.6129 |  |  | 24780.0023 |  | 27357.2088 |  | 30025.2498 |  |  | 26078.4744 |  | 28790.7266 |  | 31598.5729
The rates are proposed for normal soil conditions. In case of soft rock & hard rock, the rates of pit digging will be taken as two times and ten times respectively as compared to the rates applicable for normal soil.

## CL-10
LABOUR SCHEDULE CL-10
LABOUR SCHEDULE FOR LAYING 1 KM. LENGTH OF 11 kV 3 CORE 95 SQMM. UNDER GROUND CABLE / 3 CORE 240 SQMM. UNDER GROUND CABLE / 3 CORE 400 SQMM. UNDER GROUND CABLE.
S. No. | Particulars | Unit | 2015-2016 |  | 2016-2017 |  | 2017-2018 |  | Year 2018-19 |  | Year 2019-20
|  |  | Qty. | Amount | Qty. | Amount | Qty. | Amount | Qty. | Amount | Qty. | Amount
1 | Cable trench excavation 1000x0.6x1=600 ordinary soil. | Cube / Mtr. | 600 | 106072.0994 | 600 | 112666.7079 | 600 | 119314.0436 | 600 | 152459.4849 | 600 | 160448.362
2 | Laying of cable in trench, refilling & cosolidction | Km. | 1 | 46014.7999 | 1 | 48875.5861 | 1 | 51759.2456 | 1 | 66137.9641 | 1 | 69603.5934
3 | Making of straight through | No. | 3 | 9106.5308 | 3 | 9672.6929 | 3 | 10243.3818 | 3 | 13088.9933 | 3 | 13774.8565
4 | Making of cable terminactions | No. | 2 | 5134.8539 | 2 | 5454.0929 | 2 | 5775.8844 | 2 | 7380.4251 | 2 | 7767.1593
5 | Covering of cable with tiles | Km. | 1 | 2567.427 | 1 | 2727.0465 | 1 | 2887.9422 | 1 | 3690.2125 | 1 | 3883.5797
6 | Spreading sand and forming with sand round the cable | Km. | 1 | 9329.5233 | 1 | 9909.5491 | 1 | 10494.2125 | 1 | 13409.5047 | 1 | 14112.1627
7 | Laying of RCC hume pipes | Mtr | 100 | 3816.9884 | 100 | 4054.2944 | 100 | 4293.4978 | 100 | 5486.2315 | 100 | 5773.71
8 | Laying of GI Pipe | Mtr | 8 | 369.6452 | 8 | 392.6264 | 8 | 415.7914 | 8 | 531.2982 | 8 | 559.1382
9 | Laying of route & joint indicating stares | No. | 30 | 2109.3883 | 30 | 2240.5311 | 30 | 2372.7225 | 30 | 3031.8648 | 30 | 3190.7345
10 | Rate for reinstatement of roads (as per Nagar Nigam / Nagar Palika) | LS | [5 empty] | 0 |  | 0 |  | 0
| TOTAL |  |  | 184521.2562 |  | 195993.1272 |  | 207556.7217 |  | 265215.979 |  | 279113.2963
The rates are proposed for normal soil conditions. In case of soft rock & hard rock, the rates of pit digging will be taken as two times and ten times respectively as compared to the rates applicable for normal soil.

## CL-10 (B)
LABOUR SCHEDULE CL-10 (B)
LABOUR SCHEDULE - FOR AUGMENTATION OF 11/0.4 kV S/s CAPACITY ( ASSUMING 25 YEARS OF LIFE & 10 YEARS IN SERVICE )
S. No. | Particulars | Unit | Rate 2015-2016 | 2015-2016 |  | 2015-2016 |  | 2015-2016 |  | Rate 2016-2017 | 2016-2017 |  | 2016-2017 |  | 2016-2017 |  | Rate 2017-2018 | 2017-2018 |  | 2017-2018 |  | 2017-2018 |  | Rate Year 2018-19 | Year 2018-19 | [5 empty] | Rate Year 2019-20 | Year 2019-20
|  |  |  | 63 kVA X-mer |  | 100 kVA X-mer |  | 200 kVA X-mer |  |  | 63 kVA X-mer |  | 100 kVA X-mer |  | 200 kVA X-mer |  |  | 63 kVA X-mer |  | 100 kVA X-mer |  | 200 kVA X-mer |  |  | 63 kVA X-mer |  | 100 kVA X-mer |  | 200 kVA X-mer |  |  | 63 kVA X-mer |  | 100 kVA X-mer |  | 200 kVA X-mer
|  |  |  | Qty. | Amount | Qty. | Amount | Qty. | Amount |  | Qty. | Amount | Qty. | Amount | Qty. | Amount |  | Qty. | Amount | Qty. | Amount | Qty. | Amount |  | Qty. | Amount | Qty. | Amount | Qty. | Amount |  | Qty. | Amount | Qty. | Amount | Qty. | Amount
1 | Pole Pit digging
| (i) RSJ | No. | 254.981 | 4 | 1019.924 | 4 | 1019.924 | 0 | 0 | 270.8334 | 4 | 1083.3337 | 4 | 1083.3337 | 0 | 0 | 286.8126 | 4 | 1147.2504 | 4 | 1147.2504 | 0 | 0 | 366.4891 | 4 | 1465.9566 | 4 | 1465.9566 | 0 | 0 | 385.6932 | 4 | 1542.7727 | 4 | 1542.7727 | 0 | 0
| (ii) H.Beam | No. | 290.6783 | 0 | 0 | 0 | 0 | 4 | 1162.7134 | 308.7501 | 0 | 0 | 0 | 0 | 4 | 1235.0005 | 326.9664 | 0 | 0 | 0 | 0 | 4 | 1307.8655 | 417.7976 | 0 | 0 | 0 | 0 | 4 | 1671.1905 | 439.6902 | 0 | 0 | 0 | 0 | 4 | 1758.7609
2 | Stay pit digging | Each | 195.4854 | 4 | 781.9418 | 4 | 781.9418 | 4 | 781.9418 | 207.639 | 4 | 830.5559 | 4 | 830.5559 | 4 | 830.5559 | 219.8897 | 4 | 879.5587 | 4 | 879.5587 | 4 | 879.5587 | 280.975 | 4 | 1123.9 | 4 | 1123.9 | 4 | 1123.9 | 295.6981 | 4 | 1182.7924 | 4 | 1182.7924 | 4 | 1182.7924
3 | Shifting of material to pole pits | Set | 195.4854 | 1 | 195.4854 | 1 | 195.4854 | 1 | 195.4854 | 207.639 | 1 | 207.639 | 1 | 207.639 | 1 | 207.639 | 219.8897 | 1 | 219.8897 | 1 | 219.8897 | 1 | 219.8897 | 280.975 | 1 | 280.975 | 1 | 280.975 | 1 | 280.975 | 295.6981 | 1 | 295.6981 | 1 | 295.6981 | 1 | 295.6981
4 | Transportation of pole from Road side to pole pit | Each | 195.4854 | 4 | 781.9418 | 4 | 781.9418 | 4 | 781.9418 | 207.639 | 4 | 830.5559 | 4 | 830.5559 | 4 | 830.5559 | 219.8897 | 4 | 879.5587 | 4 | 879.5587 | 4 | 879.5587 | 280.975 | 4 | 1123.9 | 4 | 1123.9 | 4 | 1123.9 | 295.6981 | 4 | 1182.7924 | 4 | 1182.7924 | 4 | 1182.7924
5 | Cross arm fixing complete. | Each | 790.4411 | 2 | 1580.8823 | 2 | 1580.8823 | 2 | 1580.8823 | 839.5836 | 2 | 1679.1673 | 2 | 1679.1673 | 2 | 1679.1673 | 889.1191 | 2 | 1778.2382 | 2 | 1778.2382 | 2 | 1778.2382 | 1136.1164 | 2 | 2272.2327 | 2 | 2272.2327 | 2 | 2272.2327 | 1195.6489 | 2 | 2391.2977 | 2 | 2391.2977 | 2 | 2391.2977
6 (a) | Pole erection complete including earthing (RSJ) | Each | 739.4449 | 2 | 1478.8898 | 2 | 1478.8898 | 0 | 0 | 785.417 | 2 | 1570.8339 | 2 | 1570.8339 | 0 | 0 | 831.7566 | 2 | 1663.5131 | 2 | 1663.5131 | 0 | 0 | 1062.8185 | 2 | 2125.637 | 2 | 2125.637 | 0 | 0 | 1118.5102 | 2 | 2237.0204 | 2 | 2237.0204 | 0 | 0
(b) | Pole erection complete including earthing H-Beam | Each | 1019.924 |  | 0 |  | 0 | 2 | 2039.8481 | 1083.3337 |  | 0 |  | 0 | 2 | 2166.6675 | 1147.2504 |  | 0 |  | 0 | 2 | 2294.5008 | 1465.9566 |  | 0 |  | 0 | 2 | 2931.9132 | 1542.7727 |  | 0 |  | 0 | 2 | 3085.5454
7 | Concreting | Cft. | 16.9987 | 104 | 1767.8683 | 104 | 1767.8683 | 104 | 1767.8683 | 18.0556 | 104 | 1877.7785 | 2.9453 | 53.1798 | 2.9453 | 53.1798 | 19.1208 | 104 | 1988.5674 | 104 | 1988.5674 | 104 | 1988.5674 | 24.4326 | 104 | 2540.9914 | 104 | 2540.9914 | 104 | 2540.9914 | 25.7129 | 104 | 2674.1394 | 104 | 2674.1394 | 104 | 2674.1394
8 | Stay erection complete | Each | 220.9835 | 4 | 883.9342 | 4 | 883.9342 | 4 | 883.9342 | 234.7223 | 4 | 938.8892 | 4 | 938.8892 | 4 | 938.8892 | 248.5709 | 4 | 994.2837 | 4 | 994.2837 | 4 | 994.2837 | 317.6239 | 4 | 1270.4957 | 4 | 1270.4957 | 4 | 1270.4957 | 334.2674 | 4 | 1337.0697 | 4 | 1337.0697 | 4 | 1337.0697
9 | Fixing of LA set. | Set | 297.4778 | 1 | 297.4778 | 1 | 297.4778 | 1 | 297.4778 | 315.9723 | 1 | 315.9723 | 1 | 315.9723 | 1 | 315.9723 | 334.6147 | 1 | 334.6147 | 1 | 334.6147 | 1 | 334.6147 | 427.5707 | 1 | 427.5707 | 1 | 427.5707 | 1 | 427.5707 | 449.9754 | 1 | 449.9754 | 1 | 449.9754 | 1 | 449.9754
10 | Anticlimbing device and danger board fixing | Each | 59.4956 | 2 | 118.9911 | 2 | 118.9911 | 2 | 118.9911 | 63.1945 | 2 | 126.3889 | 2 | 126.3889 | 2 | 126.3889 | 66.9229 | 2 | 133.8459 | 2 | 133.8459 | 2 | 133.8459 | 85.5141 | 2 | 171.0283 | 2 | 171.0283 | 2 | 171.0283 | 89.9951 | 2 | 179.9901 | 2 | 179.9901 | 2 | 179.9901
11 | Painting of HW/No. of pole | Each | 42.4968 | 2 | 84.9937 | 2 | 84.9937 | 2 | 84.9937 | 45.1389 | 2 | 90.2778 | 2 | 90.2778 | 2 | 90.2778 | 47.8021 | 2 | 95.6042 | 2 | 95.6042 | 2 | 95.6042 | 61.0815 | 2 | 122.163 | 2 | 122.163 | 2 | 122.163 | 64.2822 | 2 | 128.5644 | 2 | 128.5644 | 2 | 128.5644
12 | Fixing of LT distribution of Box |  | 0 |  | 0 |  | 0 |  | 0 | 0 |  | 0 |  | 0 |  | 0 | 0 |  | 0 |  | 0 |  | 0 | 0 |  | 0 |  | 0 |  | 0 | 0 |  | 0 |  | 0 |  | 0
| 63/100 kVA | Each | 1121.9164 | 1 | 1121.9164 | 1 | 1121.9164 | 0 | 0 | 1191.6671 | 1 | 1191.6671 | 1 | 1191.6671 | 0 | 0 | 1261.9755 | 1 | 1261.9755 | 1 | 1261.9755 | 0 | 0 | 1612.5522 | 1 | 1612.5522 | 1 | 1612.5522 | 0 | 0 | 1697.05 | 1 | 1697.05 | 1 | 1697.05 | 0 | 0
| 200 kVA | Each | 2090.8443 |  | 0 |  | 0 | 1 | 2090.8443 | 2220.8341 |  | 0 |  | 0 | 1 | 2220.8341 | 2351.8634 |  | 0 |  | 0 | 1 | 2351.8634 | 3005.211 |  | 0 |  | 0 | 1 | 3005.211 | 3162.6841 |  | 0 |  | 0 | 1 | 3162.6841
13 | Handling/ Inst. Of Transformer | Each | LS | 1 | 1376.1266 | 1 | 2511.1724 | 1 | 2511.1766 | LS | 1 | 1461.6817 | 1 | 2667.2945 | 1 | 2667.299 | LS | 1 | 1547.921 | 1 | 2824.6649 | 1 | 2824.6696 | LS | 1 | 1977.9334 | 1 | 3609.3568 | 1 | 3609.3628 | LS | 1 | 2081.5771 | 1 | 3798.4871 | 1 | 3798.4934
14 | Earthing of S/s | LS | LS | 1 | 1205.368 | 1 | 1205.368 | 1 | 1205.3648 | LS | 1 | 1280.3069 | 1 | 1280.3069 | 1 | 1280.3035 | LS | 1 | 1355.845 | 1 | 1355.845 | 1 | 1355.8414 | LS | 1 | 1732.4988 | 1 | 1732.4988 | 1 | 1732.4941 | LS | 1 | 1823.2817 | 1 | 1823.2817 | 1 | 1823.2768
15 | Fixing of DO fuse unit | Set | 351.5647 | 1 | 351.5647 | 1 | 351.5647 | 1 | 351.5647 | 373.4219 | 1 | 373.4219 | 1 | 373.4219 | 1 | 351.5647 | 395.4537 | 1 | 395.4537 | 1 | 395.4537 | 1 | 372.307 | 505.3108 | 1 | 505.3108 | 1 | 505.3108 | 1 | 475.7339 | 531.7891 | 1 | 531.7891 | 1 | 531.7891 | 1 | 531.7891
16 | Fixing of AB Switch | Set | 703.1294 | 0 | 0 | 1 | 703.1294 | 1 | 703.1294 | 746.8437 | 0 | 0 | 1 | 746.8437 | 1 | 703.1294 | 790.9075 | 0 | 0 | 1 | 790.9075 | 1 | 744.6141 | 1010.6216 | 0 | 0 | 1 | 1010.6216 | 1 | 951.4679 | 1063.5782 | 0 | 0 | 1 | 1063.5782 | 1 | 1063.5782
| TOTAL |  |  |  | 13047.3059 |  | 14885.4812 |  | 16558.1576 |  |  | 13858.47 |  | 15810.9265 |  | 17522.0234 |  |  | 14676.1197 |  | 16743.7712 |  | 18555.8228 |  |  | 18753.1458 |  | 21395.1908 |  | 23710.6304 |  |  | 19735.8106 |  | 22516.2988 |  | 25046.4475
The rates are proposed for normal soil conditions. In case of soft rock & hard rock, the rates of pit digging will be taken as two times and ten times respectively as compared to the rates applicable for normal soil.

## CL-11
LABOUR SCHEDULE CL-11
2017-18
LABOUR SCHEDULE FOR INSTALLATION OF COMPACT R.M.U. 11 kV CLASS SF6 / VCB TYPE (1 INCOMING + 2 BREAKER + 1 OUTGOING)
S. No. | Particulars | Unit | Qty. | 2016-17 |  | 2017-18 |  | Year 2018-19 |  | Year 2019-20
|  |  |  | Rate | Amount | Rate | Amount | Rate | Amount | Rate | Amount
1 | Digging and concreting of foundation of R.M.U. | No. | 1 | 2133.84 | 2133.84 | 2259.7366 | 2259.7366 | 2887.4914 | 2887.4914 | 3038.7959 | 3038.7959
2 | Handling & installation of R.M.U. on foundation. | No. | 1 | 2055.18 | 2055.18 | 2176.4356 | 2176.4356 | 2781.0494 | 2781.0494 | 2926.7764 | 2926.7764
3 | Fixing of incoming & outgoing cables on terminals of R.M.U. | L.S. | 1 | 640.12 | 640.12 | 677.8871 | 677.8871 | 866.2041 | 866.2041 | 911.5932 | 911.5932
4 | Earthing of RMU including pit digging, laying and connecting wires to RMU etc. | Set | 1 | 746.84 | 746.84 | 790.9036 | 790.9036 | 1010.6166 | 1010.6166 | 1063.5729 | 1063.5729
5 | Lettering the R.M.U. with enamel paint and also writing single line diagram of each panel, caution Board, Danger Board etc. including cost of paint, Brush etc. | Per Panel | 1 | 528 | 528 | 559.152 | 559.152 | 714.4844 | 714.4844 | 751.9234 | 751.9234
6 | Total Labour Charges |  |  |  | 6103.98 |  | 6464.1148 |  | 8259.8459 |  | 8692.6618
7 | Total Labour Charges (Rounded Off) |  |  |  | 6104 |  | 6464 |  | 8260 |  | 8693

## DL-1
LABOUR SCHEDULE DL-1
LABOUR SCHEDULE OF LT LINE ON PCC SUPPORTS PER KM.
S.No. | Particulars | Unit | Qty. | Rate for 2015-2016 |  |  |  | Rate for 2016-2017 |  |  |  | Rate for 2017-2018 |  |  |  | Year 2018-19 |  |  |  | Year 2019-20
|  |  |  | Rate | 3 P 5 W | 3 P 4 W | 1 P 3 W | Rate | 3 P 5 W | 3 P 4 W | 1 P 3 W | Rate | 3 P 5 W | 3 P 4 W | 1 P 3 W | Rate | 3 P 5 W | 3 P 4 W | 1 P 3 W | Rate | 3 P 5 W | 3 P 4 W | 1 P 3 W
1 | Survey | Km. | 1 | 3013.4119 | 3013.4119 | 3013.4119 | 3013.4119 | 3200.7587 | 3200.7587 | 3200.7587 | 3200.7587 | 3389.6035 | 3389.6035 | 3389.6035 | 3389.6035 | 4331.2354 | 4331.2354 | 4331.2354 | 4331.2354 | 4558.1921 | 4558.1921 | 4558.1921 | 4558.1921
2 | Tree cutting | Km. | 1
3 | Approach Clearance | Km. | 1
4 | Pit digging | No. | 17 | 200.8941 | 3415.2002 | 3415.2002 | 3415.2002 | 213.3839 | 3627.5266 | 3627.5266 | 3627.5266 | 225.9736 | 3841.5506 | 3841.5506 | 3841.5506 | 288.749 | 4908.7334 | 4908.7334 | 4908.7334 | 303.8795 | 5165.951 | 5165.951 | 5165.951
5 | Shifting of materials to pole pits | No. | 17 | 40.1788 | 683.04 | 683.04 | 683.04 | 42.6768 | 725.5053 | 725.5053 | 725.5053 | 45.1947 | 768.3101 | 768.3101 | 768.3101 | 57.7498 | 981.7467 | 981.7467 | 981.7467 | 60.7759 | 1033.1902 | 1033.1902 | 1033.1902
6 | Stay Pit digging | No. | 9 | 180.8047 | 1627.2424 | 1627.2424 | 1627.2424 | 192.0455 | 1728.4097 | 1728.4097 | 1728.4097 | 203.3762 | 1830.3859 | 1830.3859 | 1830.3859 | 259.8741 | 2338.8671 | 2338.8671 | 2338.8671 | 273.4915 | 2461.4237 | 2461.4237 | 2461.4237
7 | Transportation of pole from road side to pole pit for a lead of 1 Km. | No. | 17 | 200.8941 | 3415.2002 | 3415.2002 | 3415.2002 | 213.3839 | 3627.5266 | 3627.5266 | 3627.5266 | 225.9736 | 3841.5506 | 3841.5506 | 3841.5506 | 288.749 | 4908.7334 | 4908.7334 | 4908.7334 | 303.8795 | 5165.951 | 5165.951 | 5165.951
8 | Fixing of LT clamps complete per location including insulator fixing | No. | 22 | 50.2235 | 1104.9177 | 1104.9177 | 1104.9177 | 53.346 | 1173.6115 | 1173.6115 | 1173.6115 | 56.4934 | 1242.8546 | 1242.8546 | 1242.8546 | 72.1873 | 1588.1196 | 1588.1196 | 1588.1196 | 75.9699 | 1671.3371 | 1671.3371 | 1671.3371
9 | Pole erection complete with earthing | No. | 17 | 502.2353 | 8538.0004 | 8538.0004 | 8538.0004 | 533.4598 | 9068.8164 | 9068.8164 | 9068.8164 | 564.9339 | 9603.8766 | 9603.8766 | 9603.8766 | 721.8726 | 12271.8335 | 12271.8335 | 12271.8335 | 759.6987 | 12914.8776 | 12914.8776 | 12914.8776
10 | Concreting of stay and base pad for poles | Cft. | 100 | 16.0715 | 1607.153 | 1607.153 | 1607.153 | 17.0707 | 1707.0713 | 1707.0713 | 1707.0713 | 18.0779 | 1807.7885 | 1807.7885 | 1807.7885 | 23.0999 | 2309.9922 | 2309.9922 | 2309.9922 | 24.3104 | 2431.0358 | 2431.0358 | 2431.0358
11 | Stay erection complete | No. | 9 | 140.6259 | 1265.633 | 1265.633 | 1265.633 | 149.3687 | 1344.3187 | 1344.3187 | 1344.3187 | 158.1815 | 1423.6335 | 1423.6335 | 1423.6335 | 202.1243 | 1819.1189 | 1819.1189 | 1819.1189 | 212.7156 | 1914.4407 | 1914.4407 | 1914.4407
12 | Painting of cross arm and numbering of poles. | No. | 22 | 40.1788 | 883.9342 | 883.9342 | 883.9342 | 42.6768 | 938.8892 | 938.8892 | 938.8892 | 45.1947 | 994.2837 | 994.2837 | 994.2837 | 57.7498 | 1270.4957 | 1270.4957 | 1270.4957 | 60.7759 | 1337.0697 | 1337.0697 | 1337.0697
13 | Carpet guarding | Span | 1 | 602.6824 | 602.6824 | 602.6824 | 602.6824 | 640.1517 | 640.1517 | 640.1517 | 640.1517 | 677.9207 | 677.9207 | 677.9207 | 677.9207 | 866.2471 | 866.2471 | 866.2471 | 866.2471 | 911.6384 | 911.6384 | 911.6384 | 911.6384
14 | Diamond Guarding | Pair | 17 | 40.1788 | 683.04 | 683.04 | 683.04 | 42.6768 | 725.5053 | 725.5053 | 725.5053 | 45.1947 | 768.3101 | 768.3101 | 768.3101 | 57.7498 | 981.7467 | 981.7467 | 981.7467 | 60.7759 | 1033.1902 | 1033.1902 | 1033.1902
| TOTAL |  |  |  | 26839.4554 | 26839.4554 | 26839.4554 |  | 28508.0912 | 28508.0912 | 28508.0912 |  | 30190.0686 | 30190.0686 | 30190.0686 |  | 38576.8697 | 38576.8697 | 38576.8697 |  | 40598.2976 | 40598.2976 | 40598.2976
15 | Stringing of line
| (i) 3P 5W (4 Weasel + 1 Squirrel) | Each | 5 |  | 11031.0224 | 0 | 0 |  | 11716.8321 | 0 | 0 |  | 12408.1252 | 0 | 0 |  | 15855.1024 | 0 | 0 |  | 16685.9098 | 0 | 0
| (ii) 3P 4W (3 Weasel + 1 Squirrel) | Each | 4 |  | 0 | 8783.9623 | 0 |  | 0 | 9330.07 | 0 |  | 0 | 9880.5442 | 0 |  | 0 | 12625.3593 | 0 |  | 0 | 13286.9282 | 0
| (ii) 1P 3W (2 Weasel + 1 Squirrel) | Each | 3 |  |  |  | 6536.9022 |  |  |  | 6943.3079 |  |  |  | 6943.3079 |  | 0 | 0 | 8872.1589 |  | 0 | 0 | 9337.06
[5 empty] | 35269.486 | 33201.4458 | 31133.4056 |  | 40224.9234 | 37838.1613 | 35451.3992 |  | 42598.1939 | 40070.6128 | 37133.3765 |  | 54431.9721 | 51202.229 | 47449.0286 |  | 57284.2074 | 53885.2258 | 49935.3577
The rates are proposed for normal soil conditions. In case of soft rock & hard rock, the rates of pit digging will be taken as two times and ten times respectively as compare to the rates applicable for normal soil.
0.94147

## DL-2
LABOUR SCHEDULE DL-2
LABOUR CHARGES PER KM. OF LT LINE ON R.S. JOIST
S. No. | Particulars | Unit | Qty. | 3P 5W LT line on RSJ 125x70 mm Max span 45 Mtr. | [9 empty] | Qty. | 3P 5W LT line on RSJ 175x85 mm Max span 65 Mtr.
|  |  |  | 2015-16 |  | 2016-17 |  | 2017-18 |  | Year 2018-19 |  | Year 2019-20 |  |  | 2016-17 |  | 2017-18 |  | Year 2018-19 |  | Year 2019-20
|  |  |  | Rate | Amount | Rate | Amount | Rate | Amount | Rate | Amount | Rate | Amount |  | Rate | Amount | Rate | Amount | Rate | Amount | Rate | Amount
1 | Survey | Km. | 1 | 3013.4119 | 3013.4119 | 3200.7587 | 3200.7587 | 3389.6035 | 3389.6035 | 4331.2354 | 4331.2354 | 4558.1921 | 4558.1921 | 1 | 3200.7587 | 3200.7587 | 3389.6035 | 3389.6035 | 4331.2354 | 4331.2354 | 4558.1921 | 4558.1921
2 | Tree cutting | Km. | 1 | [10 empty] | 1
3 | Approach Clearance | Km. | 1 | [10 empty] | 1
4 | Pit digging | No. | 22 | 200.8941 | 4419.6708 | 213.3839 | 4694.4462 | 225.9736 | 4971.4185 | 288.749 | 6352.4785 | 303.8795 | 6685.3484 | 15 | 213.3839 | 3200.7587 | 225.9736 | 3389.6035 | 288.749 | 4331.2354 | 303.8795 | 4558.1921
5 | Shifting of materials to pole pits | No. | 22 | 40.1788 | 883.9342 | 42.6768 | 938.8892 | 45.1947 | 994.2837 | 57.7498 | 1270.4957 | 60.7759 | 1337.0697 | 15 | 42.6768 | 640.1517 | 45.1947 | 677.9207 | 57.7498 | 866.2471 | 60.7759 | 911.6384
6 | Stay pit digging | No. | 12 | 180.8047 | 2169.6566 | 192.0455 | 2304.5463 | 203.3762 | 2440.5145 | 259.8741 | 3118.4895 | 273.4915 | 3281.8983 | 9 | 192.0455 | 1728.4097 | 203.3762 | 1830.3859 | 259.8741 | 2338.8671 | 273.4915 | 2461.4237
7 | Transportation of pole from road side to pole pit for a lead of 1 Km. | No. | 22 | 160.7153 | 3535.7366 | 170.7071 | 3755.5569 | 180.7789 | 3977.1348 | 230.9992 | 5081.9828 | 243.1036 | 5348.2787 | 15 | 213.3839 | 3200.7587 | 225.9736 | 3389.6035 | 288.749 | 4331.2354 | 303.8795 | 4558.1921
8 | Fixing of 5 Pin cross arm | No. | 27 | 50.2235 | 1356.0354 | 53.346 | 1440.3414 | 56.4934 | 1525.3216 | 72.1873 | 1949.0559 | 75.9699 | 2051.1864 | 20 | 53.346 | 1066.9196 | 56.4934 | 1129.8678 | 72.1873 | 1443.7451 | 75.9699 | 1519.3974
9 | Pole erection complete with earthing | No. | 22 | 401.7883 | 8839.3416 | 426.7678 | 9388.8923 | 451.9471 | 9942.837 | 577.498 | 12704.9571 | 607.7589 | 13370.6968 | 15 | 533.4598 | 8001.8969 | 564.9339 | 8474.0088 | 721.8726 | 10828.0884 | 759.6987 | 11395.4803
10 | Concreting of supports | Cft. | 508 | 16.0715 | 8164.3373 | 17.0707 | 8671.9224 | 18.0779 | 9183.5658 | 23.0999 | 11734.7604 | 24.3104 | 12349.6618 | 352 | 17.0707 | 6008.8911 | 18.0779 | 6363.4157 | 23.0999 | 8131.1725 | 24.3104 | 8557.246
11 | Stay erection complete | No. | 12 | 200.8941 | 2410.7295 | 213.3839 | 2560.607 | 225.9736 | 2711.6828 | 288.749 | 3464.9883 | 303.8795 | 3646.5537 | 9 | 149.3687 | 1344.3187 | 158.1815 | 1423.6335 | 202.1243 | 1819.1189 | 212.7156 | 1914.4407
12 | Painting of cross arm, pole and numbering of poles | No. | 22 | 200.8941 | 4419.6708 | 213.3839 | 4694.4462 | 225.9736 | 4971.4185 | 288.749 | 6352.4785 | 303.8795 | 6685.3484 | 15 | 213.3839 | 3200.7587 | 225.9736 | 3389.6035 | 288.749 | 4331.2354 | 303.8795 | 4558.1921
13 | Carpet guarding | Span | 1 | 602.6824 | 602.6824 | 640.1517 | 640.1517 | 677.9207 | 677.9207 | 866.2471 | 866.2471 | 911.6384 | 911.6384 | 1 | 640.1517 | 640.1517 | 677.9207 | 677.9207 | 866.2471 | 866.2471 | 911.6384 | 911.6384
14 | Diamond guarding | Pair | 22 | 40.1788 | 883.9342 | 42.6768 | 938.8892 | 45.1947 | 994.2837 | 57.7498 | 1270.4957 | 60.7759 | 1337.0697 | 15 | 42.6768 | 640.1517 | 45.1947 | 677.9207 | 57.7498 | 866.2471 | 60.7759 | 911.6384
| TOTAL |  |  |  | 40699.1413 |  | 43229.4476 |  | 45779.985 |  | 58497.6649 |  | 61562.9425 |  |  | 32873.9262 |  | 34813.4878 |  | 44484.6747 |  | 46815.6717
15 | Stringing of line 3 Ph. 5 Wire | Each | 5 |  | 8344.833 |  | 8863.6396 |  | 9386.5943 |  | 11994.1902 |  | 12622.6858 | 5 |  | 11522.7315 |  | 12202.5726 |  | 15592.4473 |  | 16409.4916
[5 empty] | 49043.9743 |  | 52093.0872 |  | 55166.5794 |  | 70491.8551 |  | 74185.6283 |  |  | 44396.6576 |  | 47016.0604 |  | 60077.122 |  | 63225.1632
The rates are proposed for normal soil conditions. In case of soft rock & hard rock, the rates of pit digging will be taken as two times and ten times respectively as compared to the rates applicable for normal soil.

## DL-3
LABOUR SCHEDULE DL-3 (E-1)
LABOUR SCHEDULE FOR CONVERSION OF LT LINE INTO 11 kV LINE
S. No. | Particular | Unit | Qty. | Year 2015-16 |  | Year 2016-17 |  | Year 2017-18 |  | Year 2018-19 |  | Year 2019-20
|  |  |  | Rate | Amount | Rate | Amount | Rate | Amount | Rate | Amount | Rate | Amount
1 | Survey | Km. | 1 | 1506.706 | 1506.706 | 1600.3794 | 1600.3794 | 1694.8018 | 1694.8018 | 2165.6177 | 2165.6177 | 2279.0961 | 2279.0961
2 | Tree cutting | Km. | 1
3 | Approach Clearance | Km. | 1
4 | Pit digging for 140 Kg PCC pole | No. | 1 | 200.8941 | 200.8941 | 213.3839 | 213.3839 | 225.9736 | 225.9736 | 288.749 | 288.749 | 303.8795 | 303.8795
5 | Transportation of PCC pole from road side to pole pit. | No. | 1 | 200.8941 | 200.8941 | 213.3839 | 213.3839 | 225.9736 | 225.9736 | 288.749 | 288.749 | 303.8795 | 303.8795
6 | Pole erection complete earthing | No. | 1 | 502.2353 | 502.2353 | 533.4598 | 533.4598 | 564.9339 | 564.9339 | 721.8726 | 721.8726 | 759.6987 | 759.6987
7 | Dismantalling of L.T. cross arm | No. | 17 | 46.2056 | 785.496 | 49.0783 | 834.3311 | 51.9739 | 883.5566 | 66.4123 | 1129.0087 | 69.8923 | 1188.1687
8 | Dismantalling of L.T. conductor 3 Phase 4 wire | Km. | 4 | 1104.9177 | 4419.6708 | 1173.6115 | 4694.4462 | 1242.8546 | 4971.4185 | 1588.1196 | 6352.4785 | 1671.3371 | 6685.3484
9 | Shifting of material to pole pits | No. | 17 | 40.1788 | 683.04 | 42.6768 | 725.5053 | 45.1947 | 768.3101 | 57.7498 | 981.7467 | 60.7759 | 1033.1902
10 | V cross arm and top clamp fixing complete | No. | 17 | 60.2682 | 1024.5601 | 64.0152 | 1088.258 | 67.7921 | 1152.4652 | 86.6247 | 1472.62 | 91.1638 | 1549.7853
11 | Earthing of metallic parts (V-cross and top clamp) | No. | 17 | 140.6259 | 2390.6401 | 149.3687 | 2539.2686 | 158.1815 | 2689.0855 | 202.1243 | 3436.1134 | 212.7156 | 3616.1657
12 | Pin insulator fixing with GI pin | No. | 51 | 14.0626 | 717.192 | 14.9369 | 761.7806 | 15.8181 | 806.7256 | 20.2124 | 1030.834 | 21.2716 | 1084.8497
13 | Anti climbing devices and danger board. | No. | 17 | 50.2235 | 853.8 | 53.346 | 906.8816 | 56.4934 | 960.3877 | 72.1873 | 1227.1834 | 75.9699 | 1291.4878
14 | Painting of cross arm, pole and numbering of poles | No. | 17 | 50.2235 | 853.8 | 53.346 | 906.8816 | 56.4934 | 960.3877 | 72.1873 | 1227.1834 | 75.9699 | 1291.4878
15 | Stringing of line weasel / Rabbit all three conductor with binding on insulators | Km. | 1 | 6629.5062 | 6629.5062 | 7041.6692 | 7041.6692 | 7457.1277 | 7457.1277 | 9528.7178 | 9528.7178 | 10028.0226 | 10028.0226
16 | Carpet guarding. | No. | 1 | 1004.4706 | 1004.4706 | 1066.9196 | 1066.9196 | 1129.8678 | 1129.8678 | 1443.7451 | 1443.7451 | 1519.3974 | 1519.3974
17 | Twisting of jointing sleeves | No. | 3 | 44.1967 | 132.5901 | 46.9445 | 140.8334 | 49.7142 | 149.1426 | 63.5248 | 190.5744 | 66.8535 | 200.5605
18 | Re-aligning of leaning PCC pole | No. | 5 | 261.1624 | 1305.8118 | 277.3991 | 1386.9955 | 293.7656 | 1468.8282 | 375.3737 | 1876.8687 | 395.0433 | 1975.2166
| TOTAL |  |  |  | 23211.3075 |  | 24654.3777 |  | 26108.986 |  | 33362.0623 |  | 35110.2344
Note:- In 3 Phase 4 Wire LT system, 4th conductor i.e. neutral conductor will be returned to area stores and depreciated value of neutral conductor will be reduced at the time of estimate framing. L.T. R, Y and B Phase conductor will be reutilised and where ever new conductor for 11 KV line required, the same may be incorporated in the estimate.

## DL-4
LABOUR SCHEDULE DL-4
LABOUR SCHEDULE PER KM. OF LT LINE CONVERSION MAX. SPAN OF 45 MTR.
S. No. | Particulars | Unit | Rate Year 2015-16 | 1 Ph. 2 Wire to 1 Ph. 3 Wire Conversion |  | 1 Ph. 2 Wire to 3 Ph. 4 Wire Conversion |  | 1 Ph. 3 Wire to 3 Ph. 4 Wire Conversion |  | 1 Ph. 3 Wire to 3 Ph. 5 Wire Conversion |  | Rate Year 2016-17 | 1 Ph. 2 Wire to 1 Ph. 3 Wire Conversion |  | 1 Ph. 2 Wire to 3 Ph. 4 Wire Conversion |  | 1 Ph. 3 Wire to 3 Ph. 4 Wire Conversion |  | 1 Ph. 3 Wire to 3 Ph. 5 Wire Conversion |  | Rate Year 2017-18 | 1 Ph. 2 Wire to 1 Ph. 3 Wire Conversion |  | 1 Ph. 2 Wire to 3 Ph. 4 Wire Conversion |  | 1 Ph. 3 Wire to 3 Ph. 4 Wire Conversion |  | 1 Ph. 3 Wire to 3 Ph. 5 Wire Conversion |  | Year 2018-19 | 1 Ph. 2 Wire to 1 Ph. 3 Wire Conversion |  | 1 Ph. 2 Wire to 3 Ph. 4 Wire Conversion |  | 1 Ph. 3 Wire to 3 Ph. 4 Wire Conversion |  | 1 Ph. 3 Wire to 3 Ph. 5 Wire Conversion |  | Year 2019-20 | 1 Ph. 2 Wire to 1 Ph. 3 Wire Conversion |  | 1 Ph. 2 Wire to 3 Ph. 4 Wire Conversion |  | 1 Ph. 3 Wire to 3 Ph. 4 Wire Conversion |  | 1 Ph. 3 Wire to 3 Ph. 5 Wire Conversion
|  |  |  | Year 2015-16 |  | Year 2015-16 |  | Year 2015-16 |  | Year 2015-16 |  |  | Year 2016-17 |  | Year 2016-17 |  | Year 2016-17 |  | Year 2016-17 |  |  | Year 2017-18 |  | Year 2017-18 |  | Year 2017-18 |  | Year 2017-18 |  |  | Year 2018-19 |  | Year 2018-19 |  | Year 2018-19 |  | Year 2018-19 |  |  | Year 2019-20
|  |  |  | Qty. | Amount | Qty. | Amount | Qty. | Amount | Qty. | Amount |  | Qty. | Amount | Qty. | Amount | Qty. | Amount | Qty. | Amount |  | Qty. | Amount | Qty. | Amount | Qty. | Amount | Qty. | Amount |  | Qty. | Amount | Qty. | Amount | Qty. | Amount | Qty. | Amount |  | Qty. | Amount | Qty. | Amount | Qty. | Amount | Qty. | Amount
1 | Shifting of materials to pole-pit | No. | 50.2235 | 22 | 1104.9177 | 22 | 1104.9177 | 22 | 1104.9177 | 22 | 1104.9177 | 53.346 | 22 | 1173.6115 | 22 | 1173.6115 | 22 | 1173.6115 | 22 | 1173.6115 | 56.4934 | 22 | 1242.8546 | 22 | 1242.8546 | 22 | 1242.8546 | 22 | 1242.8546 | 72.1873 | 22 | 1588.1196 | 22 | 1588.1196 | 22 | 1588.1196 | 22 | 1588.1196 | 75.9699 | 22 | 1671.3371 | 22 | 1671.3371 | 22 | 1671.3371 | 22 | 1671.3371
2 | Fixing of LT cross arm & shackle insulator per location | No. | 90.4024 | 24 | 2169.6566 | 24 | 2169.6566 | 24 | 2169.6566 | 24 | 2169.6566 | 96.0228 | 24 | 2304.5463 | 24 | 2304.5463 | 24 | 2304.5463 | 24 | 2304.5463 | 101.6881 | 24 | 2440.5145 | 24 | 2440.5145 | 24 | 2440.5145 | 24 | 2440.5145 | 129.9371 | 24 | 3118.4895 | 24 | 3118.4895 | 24 | 3118.4895 | 24 | 3118.4895 | 136.7458 | 24 | 3281.8983 | 24 | 3281.8983 | 24 | 3281.8983 | 24 | 3281.8983
3 | Painting of LT cross arm | No. | 20.0894 | 24 | 482.1459 | 24 | 482.1459 | 24 | 482.1459 | 24 | 482.1459 | 21.3384 | 24 | 512.1214 | 24 | 512.1214 | 24 | 512.1214 | 24 | 512.1214 | 22.5974 | 24 | 542.3366 | 24 | 542.3366 | 24 | 542.3366 | 24 | 542.3366 | 28.8749 | 24 | 692.9977 | 24 | 692.9977 | 24 | 692.9977 | 24 | 692.9977 | 30.3879 | 24 | 729.3107 | 24 | 729.3107 | 24 | 729.3107 | 24 | 729.3107
4 | Stringing of conductor | Each wire | 4258.9555 | 1 | 4258.9555 | 2 | 8517.911 | 1 | 4258.9555 | 2 | 8517.911 | 4523.739 | 1 | 4523.739 | 2 | 9047.4781 | 1 | 4523.739 | 2 | 9047.4781 | 4790.6396 | 1 | 4790.6396 | 2 | 9581.2793 | 1 | 4790.6396 | 2 | 9581.2793 | 6121.4793 | 1 | 6121.4793 | 2 | 12242.9586 | 1 | 6121.4793 | 2 | 12242.9586 | 6442.2448 | 1 | 6442.2448 | 2 | 12884.4897 | 1 | 6442.2448 | 2 | 12884.4897
5 | Diamond guarding | No. | 32.1431 | 44 | 1414.2947 | 44 | 1414.2947 | 44 | 1414.2947 | 44 | 1414.2947 | 34.1414 | 44 | 1502.2228 | 44 | 1502.2228 | 44 | 1502.2228 | 44 | 1502.2228 | 36.1558 | 44 | 1590.8539 | 44 | 1590.8539 | 44 | 1590.8539 | 44 | 1590.8539 | 46.1998 | 44 | 2032.7931 | 44 | 2032.7931 | 44 | 2032.7931 | 44 | 2032.7931 | 48.6207 | 44 | 2139.3115 | 44 | 2139.3115 | 44 | 2139.3115 | 44 | 2139.3115
| TOTAL |  |  |  | 9429.9703 |  | 13688.9259 |  | 9429.9703 |  | 13688.9259 |  |  | 10016.241 |  | 14539.9801 |  | 10016.241 |  | 14539.9801 |  |  | 10607.1993 |  | 15397.8389 |  | 10607.1993 |  | 15397.8389 |  |  | 13553.8792 |  | 19675.3585 |  | 13553.8792 |  | 19675.3585 |  |  | 14264.1025 |  | 20706.3473 |  | 14264.1025 |  | 20706.3473

## DL-5
LABOUR SCHEDULE DL-5 (E-2)
LABOUR SCHEDULE FOR CONVERSION OF 1 KM. 1 PHASE 3 WIRE LT LINE INTO 11 kV LINE
S.No. | Particulars | Unit | Qty. | Year 2015-16 |  | Year 2016-17 |  | Year 2017-18 |  | Year 2018-19 |  | Year 2019-20
|  |  |  | Rate Rs. | Amount Rs. | Rate Rs. | Amount Rs. | Rate Rs. | Amount Rs. | Rate | Amount | Rate | Amount
1 | Survey | Km. | 1 | 1506.706 | 1506.706 | 1600.3794 | 1600.3794 | 1694.8018 | 1694.8018 | 2165.6177 | 2165.6177 | 2279.0961 | 2279.0961
2 | Tree cutting | Km. | 1
3 | Approach Clearance | Km. | 1
4 | Pit digging for 140 Kg PCC pole | No. | 1 | 200.8941 | 200.8941 | 213.3839 | 213.3839 | 225.9736 | 225.9736 | 288.749 | 288.749 | 303.8795 | 303.8795
5 | Transportation of PCC pole from road side to pole pit. | No. | 1 | 200.8941 | 200.8941 | 213.3839 | 213.3839 | 225.9736 | 225.9736 | 288.749 | 288.749 | 303.8795 | 303.8795
6 | Pole erection complete with earthing | No. | 1 | 502.2353 | 502.2353 | 533.4598 | 533.4598 | 564.9339 | 564.9339 | 721.8726 | 721.8726 | 759.6987 | 759.6987
7 | Dismantling of L.T. Cross arm. | No. | 22 | 46.2056 | 1016.5243 | 49.0783 | 1079.7226 | 51.9739 | 1143.4263 | 66.4123 | 1461.0701 | 69.8923 | 1537.6301
8 | Dismantling of LT conductor 3 phase 4 wire | Km. | 3 | 1104.9177 | 3314.7531 | 1173.6115 | 3520.8346 | 1242.8546 | 3728.5639 | 1588.1196 | 4764.3589 | 1671.3371 | 5014.0113
9 | Shifting of materials to pole pits. | No. | 22 | 40.1788 | 883.9342 | 42.6768 | 938.8892 | 45.1947 | 994.2837 | 57.7498 | 1270.4957 | 60.7759 | 1337.0697
10 | V - Cross arm and top clamp fixing complete. | No. | 22 | 60.2682 | 1325.9012 | 64.0152 | 1408.3338 | 67.7921 | 1491.4255 | 86.6247 | 1905.7436 | 91.1638 | 2005.6045
11 | Earthing of metallic parts. (V - cross and top clamp) | No. | 22 | 140.6259 | 3093.7696 | 149.3687 | 3286.1123 | 158.1815 | 3479.9929 | 202.1243 | 4446.735 | 212.7156 | 4679.7439
12 | Pin Insulator fixing with GI pins. | No. | 66 | 14.0626 | 928.1309 | 14.9369 | 985.8337 | 15.8181 | 1043.9979 | 20.2124 | 1334.0205 | 21.2716 | 1403.9232
13 | Anti Climbing devices and danger board fixing | No. | 22 | 50.2235 | 1104.9177 | 53.346 | 1173.6115 | 56.4934 | 1242.8546 | 72.1873 | 1588.1196 | 75.9699 | 1671.3371
14 | Painting of cross arm, pole and numbering of poles | No. | 22 | 50.2235 | 1104.9177 | 53.346 | 1173.6115 | 56.4934 | 1242.8546 | 72.1873 | 1588.1196 | 75.9699 | 1671.3371
15 | Stringing of line Weasel / Rabbit all three conductor with binding on insulators. | Km. | 1 | 6629.5062 | 6629.5062 | 7041.6692 | 7041.6692 | 7457.1277 | 7457.1277 | 9528.7178 | 9528.7178 | 10028.0226 | 10028.0226
16 | Stringing of line squirrel conductor. | Km. | 1.03 | 2209.8354 | 2276.1305 | 2347.2231 | 2417.6398 | 2485.7092 | 2560.2805 | 3176.2393 | 3271.5264 | 3342.6742 | 3442.9544
17 | Carpet guarding with stay. | No. | 1 | 1004.4706 | 1004.4706 | 1066.9196 | 1066.9196 | 1129.8678 | 1129.8678 | 1443.7451 | 1443.7451 | 1519.3974 | 1519.3974
18 | Carpet guarding without stay. | No. | 21 | 120.5365 | 2531.266 | 128.0303 | 2688.6373 | 135.5841 | 2847.267 | 173.2494 | 3638.2377 | 182.3277 | 3828.8814
19 | Twisting for jointing sleeves | No. | 3 | 44.1967 | 132.5901 | 46.9445 | 140.8334 | 49.7142 | 149.1426 | 63.5248 | 190.5744 | 66.8535 | 200.5605
20 | Re-aligning of leaning PCC pole | No. | 5 | 261.1624 | 1305.8118 | 277.3991 | 1386.9955 | 293.7656 | 1468.8282 | 375.3737 | 1876.8687 | 395.0433 | 1975.2166
21 | Laying of PVC insulated cable 16 sqmm 2 core unarmoured with 4 mm G.I. wire. | Mtr. | 10.5 | 472.1012 | 4957.0626 | 501.4522 | 5265.2481 | 531.0379 | 5575.8978 | 678.5602 | 7124.8822 | 714.1168 | 7498.226
| TOTAL |  |  |  | 34020.416 |  | 36135.4993 |  | 38267.4938 |  | 48898.2036 |  | 51460.4694

## DL-6
LABOUR SCHEDULE DL-6 (E-3)
LABOUR SCHEDULE FOR CONVERSION OF 1 KM. 3 PHASE 5 WIRE LT LINE INTO 11 kV LINE
S.No. | Particulars | Unit | Qty. | Year 2015-16 |  | Year 2016-17 |  | Year 2017-18 |  | Year 2018-19 |  | Year 2019-20
|  |  |  | Rate Rs. | Amount Rs. | Rate Rs. | Amount Rs. | Rate Rs. | Amount Rs. | Rate | Amount | Rate | Amount
1 | Survey | Km. | 1 | 1506.706 | 1506.706 | 1600.3794 | 1600.3794 | 1694.8018 | 1694.8018 | 2165.6177 | 2165.6177 | 2279.0961 | 2279.0961
2 | Tree cutting | Km. | 1
3 | Approach Clearance | Km. | 1
4 | Pit digging for 140 Kg PCC pole | No. | 1 | 200.8941 | 200.8941 | 213.3839 | 213.3839 | 225.9736 | 225.9736 | 288.749 | 288.749 | 303.8795 | 303.8795
5 | Transportation of PCC pole from road side to pole pit. | No. | 1 | 200.8941 | 200.8941 | 213.3839 | 213.3839 | 225.9736 | 225.9736 | 288.749 | 288.749 | 303.8795 | 303.8795
6 | Pole erection complete with earthing | No. | 1 | 502.2353 | 502.2353 | 533.4598 | 533.4598 | 564.9339 | 564.9339 | 721.8726 | 721.8726 | 759.6987 | 759.6987
7 | Dismantling of L.T. cross arm. | No. | 22 | 46.2056 | 1016.5243 | 49.0783 | 1079.7226 | 51.9739 | 1143.4263 | 66.4123 | 1461.0701 | 69.8923 | 1537.6301
8 | Dismantling of LT conductor 3 phase 4 wire | Km. | 5 | 1104.9177 | 5524.5885 | 1173.6115 | 5868.0577 | 1242.8546 | 6214.2731 | 1588.1196 | 7940.5982 | 1671.3371 | 8356.6855
9 | Shifting of materials to pole pits. | No. | 22 | 40.1788 | 883.9342 | 42.6768 | 938.8892 | 45.1947 | 994.2837 | 57.7498 | 1270.4957 | 60.7759 | 1337.0697
10 | V - Cross arm and top clamp fixing complete. | No. | 22 | 60.2682 | 1325.9012 | 64.0152 | 1408.3338 | 67.7921 | 1491.4255 | 86.6247 | 1905.7436 | 91.1638 | 2005.6045
11 | Earthing of metallic parts (V - cross and top clamp) | No. | 17 | 140.6259 | 2390.6401 | 149.3687 | 2539.2686 | 158.1815 | 2689.0855 | 202.1243 | 3436.1134 | 212.7156 | 3616.1657
12 | Pin Insulator fixing with GI pins. | No. | 66 | 14.0626 | 928.1309 | 14.9369 | 985.8337 | 15.8181 | 1043.9979 | 20.2124 | 1334.0205 | 21.2716 | 1403.9232
13 | Anti Climbing devices and danger board fixing | No. | 22 | 50.2235 | 1104.9177 | 53.346 | 1173.6115 | 56.4934 | 1242.8546 | 72.1873 | 1588.1196 | 75.9699 | 1671.3371
14 | Painting of cross arm, pole and numbering of poles | No. | 22 | 50.2235 | 1104.9177 | 53.346 | 1173.6115 | 56.4934 | 1242.8546 | 72.1873 | 1588.1196 | 75.9699 | 1671.3371
15 | Stringing of line Weasel / Rabbit all three conductor with binding on insulators. | Km. | 1 | 6629.5062 | 6629.5062 | 7041.6692 | 7041.6692 | 7457.1277 | 7457.1277 | 9528.7178 | 9528.7178 | 10028.0226 | 10028.0226
16 | Stringing of line squirrel Conductor. | Km. | 1.03 | 2209.8354 | 2276.1305 | 2347.2231 | 2417.6398 | 2485.7092 | 2560.2805 | 3176.2393 | 3271.5264 | 3342.6742 | 3442.9544
17 | Carpet guarding with stay | No. | 1 | 1004.4706 | 1004.4706 | 1066.9196 | 1066.9196 | 1129.8678 | 1129.8678 | 1443.7451 | 1443.7451 | 1519.3974 | 1519.3974
18 | Carpet guarding without stay. | No. | 21 | 120.5365 | 2531.266 | 128.0303 | 2688.6373 | 135.5841 | 2847.267 | 173.2494 | 3638.2377 | 182.3277 | 3828.8814
19 | Twisting for jointing sleeves | No. | 3 | 44.1967 | 132.5901 | 46.9445 | 140.8334 | 49.7142 | 149.1426 | 63.5248 | 190.5744 | 66.8535 | 200.5605
20 | Re-aligning of leaning PCC pole | No. | 5 | 261.1624 | 1305.8118 | 277.3991 | 1386.9955 | 293.7656 | 1468.8282 | 375.3737 | 1876.8687 | 395.0433 | 1975.2166
21 | Laying of PVC insulated cable 16 Sqmm 2 Core unarmoured with 4 mm G.I. wire | Mtr. | 1050 | 4.7203 | 4956.3251 | 5.0138 | 5264.4647 | 5.3096 | 5575.0682 | 6.7846 | 7123.8221 | 7.1401 | 7497.1104
| TOTAL |  |  |  | 35526.3844 |  | 37735.0953 |  | 39961.4659 |  | 51062.7611 |  | 53738.4498

## DL-6 (A)
LABOUR SCHEDULE DL-6 (A)
LABOUR SCHEDULE FOR REPLACEMENT OF EXISTING 1 KM. 3 PHASE 5 WIRE L.T. LINE ON BARE CONDUCTOR WITH A.B. CABLE FOR URBAN AREA
S.No. | Particulars | Unit | Qty. | Year 2015-16 |  | Year 2016-17 |  | Year 2017-18 |  | Year 2018-19 |  | Year 2019-20
|  |  |  | Using 1100 V grade AB Cable 3x50+1x25+1x35 sqmm. |  | Using 1100 V grade AB Cable 3x50+1x25+1x35 sqmm. |  | Using 1100 V grade AB Cable 3x50+1x25+1x35 sqmm. |  | Using 1100 V grade AB Cable 3x50+1x25+1x35 sqmm. |  | Using 1100 V grade AB Cable 3x50+1x25+1x35 sqmm.
|  |  |  | Rate Rs. | Amount Rs. | Rate Rs. | Amount Rs. | Rate Rs. | Amount Rs. | Rate | Amount | Rate | Amount
1 | Survey | Km. | 1 | 3013.414 | 3013.414 | 3220.0288 | 3220.0288 | 3410.0105 | 3410.0105 | 4357.3114 | 4357.3114 | 4585.6345 | 4585.6345
2 | Tree cutting | Km. | 1
3 | Approach Clearance | Km. | 1
4 | Shifting of materials to pole pits. | No. | 20 | 40.1788 | 803.5765 | 42.6768 | 853.5357 | 45.1947 | 903.8943 | 57.7498 | 1154.9961 | 60.7759 | 1215.5179
5 | Fixing of LT clamps complete per location including service ring, Distrbution box , piercing connector | No. | 30 | 50.2182 | 1506.5467 | 53.3403 | 1600.2102 | 56.4874 | 1694.6226 | 72.1796 | 2165.3888 | 75.9618 | 2278.8552
6 | Straight through Jointing | No. | 20 | 60.2642 | 1205.2849 | 64.0109 | 1280.2186 | 67.7876 | 1355.7515 | 86.619 | 1732.3793 | 91.1578 | 1823.156
7 | Stringing of 3 Phase 5 Wire (Cable ) | Each | 1 | 10848.2407 | 10848.2407 | 11522.6866 | 11522.6866 | 12202.5252 | 12202.5252 | 15592.3866 | 15592.3866 | 16409.4277 | 16409.4277
8 | Dismentling of Bare Conductor (50% of Transport & Labour Charges other than Dismentling ) |  | 0 | 0 | 11490.3666 | 0 | 12204.74 | 0 | 12924.8197 | 0 | 16515.3346 | 0 | 17380.7381
| TOTAL |  |  | 0 | 28867.4294 | 0 | 30681.4199 | 0 | 32491.6237 | 0 | 41517.7968 |  | 43693.3293
9 | Transportation Charges |  | 1 | 5042.3445 | 5042.3445 | 5355.8321 | 5355.8321 | 5671.8262 | 5671.8262 | 7247.4595 | 7247.4595 | 7627.23 | 7627.23
| Grand Total |  |  |  | 33909.7739 |  | 36037.2521 |  | 38163.4499 |  | 48765.2563 |  | 51320.5593
| Grand Total (ROUND OFF) | [5 empty] | 36037 |  | 38163 |  | 48765 |  | 51321
Note on B2: Barun Chakraborty: Earlier name was - Charge for 3 phase 5 Wire Bare conductor Replacement with AB Cable

## DL-6 (B)
LABOUR SCHEDULE DL-6 (B)
LABOUR SCHEDULE FOR ADDITIONAL L.T. MID SPAN JOIST SUPPORT WITH A.B. CABLE
S.No. | Particulars | Unit | Qty. | Rate for 2015-2016 |  | Rate for 2016-2017 |  | Rate for 2017-2018 |  | Year 2018-19 |  | Year 2019-20
|  |  |  | Rate | Amount | Rate | Amount | Rate | Amount | Rate | Amount | Rate | Amount
1 | Pit digging | No. | 1 | 200.8941 | 200.8941 | 213.3839 | 213.3839 | 225.9736 | 225.9736 | 288.749 | 288.749 | 303.8795 | 303.8795
2 | Shifting of materials to pole pits | No. | 1 | 40.1788 | 40.1788 | 42.6768 | 42.6768 | 45.1947 | 45.1947 | 57.7498 | 57.7498 | 60.7759 | 60.7759
3 | Transportation of pole from road side to pole pit for a lead of 1 Km. | No. | 1 | 200.8941 | 200.8941 | 213.3839 | 213.3839 | 225.9736 | 225.9736 | 288.749 | 288.749 | 303.8795 | 303.8795
4 | Fixing of LT clamps complete per location including Service ring, Distribution box, piercing connector,etc. | No. | 1 | 50.2235 | 50.2235 | 53.346 | 53.346 | 56.4934 | 56.4934 | 72.1873 | 72.1873 | 75.9699 | 75.9699
5 | Pole erection complete with earthing | No. | 1 | 502.2353 | 502.2353 | 533.4598 | 533.4598 | 564.9339 | 564.9339 | 721.8726 | 721.8726 | 759.6987 | 759.6987
6 | Concreting of base pad and pole | Cft. | 18 | 16.0715 | 289.2875 | 17.0707 | 307.2728 | 18.0779 | 325.4019 | 23.0999 | 415.7986 | 24.3104 | 437.5864
7 | Painting of cross arm and numbering of poles. | No. | 1 | 40.1788 | 40.1788 | 42.6768 | 42.6768 | 45.1947 | 45.1947 | 57.7498 | 57.7498 | 60.7759 | 60.7759
| TOTAL |  |  |  | 1323.8923 |  | 1406.2 |  | 1489.1658 |  | 1902.8561 |  | 2002.5657
| Transportation Charges |  |  |  | 586.4539
The rates are proposed for normal soil conditions. In case of soft rock & hard rock, the rates of pit digging will be taken as two times and ten times respectively as compare to the rates applicable for normal soil.

## DL-7
COST SCHEDULE -- DL - 7
1 kM OF 3 PHASE 5 WIRE LINE ON 140 KG. PCC POLE 8 MTR. LONG USING AB XLPE CABLE FOR RURAL AREAS WITH MAXIMUM SPAN 50 MTRS. AND R.S. JOIST / H-BEAM POLE SUPPORT USING AB XLPE CABLE WITH MAXIMUM SPAN 50 METER URBAN AREA
|  |  |  | 2015-16 | [11 empty] | 2016-17 | [11 empty] | 2017-18 | [11 empty] | Year 2018-19 | [11 empty] | Year 2019-20
S. No. | PARTICULARS | Unit | Qty. | 140 Kg, 8.0 Mtr. long PCC support |  |  |  | RS Joist (175X85) mm 9.3 Mtr Long i.e. 19.495 kg/mtr x 9.3 mtr = 181.30 kg x 20 No = 3626.07 Kgs |  |  |  | H-BEAM 152x152 mm 37.1 Kg/Mtr 9.0 Mtr long i.e. 333.9 Kg/pole x 20 Nos = 6678 Kgs |  |  |  | 140 Kg, 8.0 Mtr. long PCC support |  |  |  | RS Joist (175X85) mm 9.3 Mtr Long i.e. 19.495 kg/mtr x 9.3 mtr = 181.30 kg x 20 No = 3626.07 Kgs |  |  |  | H-BEAM 152x152 mm 37.1 Kg/Mtr 9.0 Mtr long i.e. 333.9 Kg/pole x 20 Nos = 6678 Kgs |  |  |  | 140 Kg, 8.0 Mtr. long PCC support |  |  |  | RS Joist (175X85) mm 9.3 Mtr Long i.e. 19.495 kg/mtr x 9.3 mtr = 181.30 kg x 20 No = 3626.07 Kgs |  | RS Joist (175X85) mm 9.3 Mtr Long i.e. 19.495 kg/mtr x 9.3 mtr = 181.30 kg x 20 No = 3626.07 Kgs |  | H-BEAM 152x152 mm 37.1 Kg/Mtr 9.0 Mtr long i.e. 333.9 Kg/pole x 20 Nos = 6678 Kgs |  |  |  | 140 Kg, 8.0 Mtr. long PCC support |  |  |  | RS Joist (175X85) mm 9.3 Mtr Long i.e. 19.495 kg/mtr x 9.3 mtr = 181.30 kg x 20 No = 3626.07 Kgs |  |  |  | H-BEAM 152x152 mm 37.1 Kg/Mtr 9.0 Mtr long i.e. 333.9 Kg/pole x 20 Nos = 6678 Kgs |  |  |  | 140 Kg, 8.0 Mtr. long PCC support |  |  |  | RS Joist (175X85) mm 9.3 Mtr Long i.e. 19.495 kg/mtr x 9.3 mtr = 181.30 kg x 20 No = 3626.07 Kgs |  |  |  | H-BEAM 152x152 mm 37.1 Kg/Mtr 9.0 Mtr long i.e. 333.9 Kg/pole x 20 Nos = 6678 Kgs
|  |  |  | Using 1100 V grade AB Cable 3x50 + 1x25 + 1x35 sqmm. |  | Using 1100 V grade AB Cable 3x35 + 1x16 + 1x35 sqmm. |  | Using 1100 V grade AB Cable 3x50 + 1x25 + 1x35 sqmm. |  | Using 1100 V grade AB Cable 3x35 + 1x16 + 1x35 sqmm. |  | Using 1100 V grade AB Cable 3x50 + 1x25 + 1x35 sqmm. |  | Using 1100 V grade AB Cable 3x35 + 1x16 + 1x35 sqmm. |  | Using 1100 V grade AB Cable 3x50 + 1x25 + 1x35 sqmm. |  | Using 1100 V grade AB Cable 3x35 + 1x16 + 1x35 sqmm. |  | Using 1100 V grade AB Cable 3x50 + 1x25 + 1x35 sqmm. |  | Using 1100 V grade AB Cable 3x35 + 1x16 + 1x35 sqmm. |  | Using 1100 V grade AB Cable 3x50 + 1x25 + 1x35 sqmm. |  | Using 1100 V grade AB Cable 3x35 + 1x16 + 1x35 sqmm. |  | Using 1100 V grade AB Cable 3x50 + 1x25 + 1x35 sqmm. |  | Using 1100 V grade AB Cable 3x35 + 1x16 + 1x35 sqmm. |  | Using 1100 V grade AB Cable 3x50 + 1x25 + 1x35 sqmm. |  | Using 1100 V grade AB Cable 3x35 + 1x16 + 1x35 sqmm. |  | Using 1100 V grade AB Cable 3x50 + 1x25 + 1x35 sqmm. |  | Using 1100 V grade AB Cable 3x35 + 1x16 + 1x35 sqmm. |  | Using 1100 V grade AB Cable 3x50 + 1x25 + 1x35 sqmm. |  | Using 1100 V grade AB Cable 3x35 + 1x16 + 1x35 sqmm. |  | Using 1100 V grade AB Cable 3x50 + 1x25 + 1x35 sqmm. |  | Using 1100 V grade AB Cable 3x35 + 1x16 + 1x35 sqmm. |  | Using 1100 V grade AB Cable 3x50 + 1x25 + 1x35 sqmm. |  | Using 1100 V grade AB Cable 3x35 + 1x16 + 1x35 sqmm. |  | Using 1100 V grade AB Cable 3x50 + 1x25 + 1x35 sqmm. |  | Using 1100 V grade AB Cable 3x35 + 1x16 + 1x35 sqmm. |  | Using 1100 V grade AB Cable 3x50 + 1x25 + 1x35 sqmm. |  | Using 1100 V grade AB Cable 3x35 + 1x16 + 1x35 sqmm. |  | Using 1100 V grade AB Cable 3x50 + 1x25 + 1x35 sqmm. |  | Using 1100 V grade AB Cable 3x35 + 1x16 + 1x35 sqmm.
|  |  |  | Rate | Amount | Rate | Amount | Rate | Amount | Rate | Amount | Rate | Amount | Rate | Amount | Rate | Amount | Rate | Amount | Rate | Amount | Rate | Amount | Rate | Amount | Rate | Amount | Rate | Amount | Rate | Amount | Rate | Amount | Rate | Amount | Rate | Amount | Rate | Amount | Rate | Amount | Rate | Amount | Rate | Amount | Rate | Amount | Rate | Amount | Rate | Amount | Rate | Amount | Rate | Amount | Rate | Amount | Rate | Amount | Rate | Amount | Rate | Amount
1 | Survey | Km. | 1 | 0 | 3013.4126 | 0 | 3013.4126 | 0 | 3013.4126 | 0 | 3013.4126 |  | 3013.4126 |  | 3013.4126 | 0 | 3200.7594 | 0 | 3200.7594 | 0 | 3200.7594 | 0 | 3200.7594 |  | 3200.7594 |  | 3200.7594 | 0 | 3389.6042 | 0 | 3389.6042 | 0 | 3389.6042 | 0 | 3389.6042 | 0 | 3389.6042 | 0 | 3389.6042 | 4331.24 | 4331.2363 | 4331.24 | 4331.2363 | 4331.24 | 4331.2363 | 4331.24 | 4331.2363 | 4331.24 | 4331.2363 | 4331.24 | 4331.2363 | 4558.19 | 4558.1931 | 4558.19 | 4558.1931 | 4558.19 | 4558.1931 | 4558.19 | 4558.1931 | 4558.19 | 4558.1931 | 4558.19 | 4558.1931
2 | Tree cutting | Km. | 1
3 | Approach Clearance | Km. | 1
4 | Pit digging | No. | 20 | 200.8941 | 4017.8826 | 200.8941 | 4017.8826 | 200.8941 | 4017.8826 | 200.8941 | 4017.8826 | 200.8941 | 4017.8826 | 200.8941 | 4017.8826 | 213.3839 | 4267.6783 | 213.3839 | 4267.6783 | 213.3839 | 4267.6783 | 213.3839 | 4267.6783 | 213.3839 | 4267.6783 | 213.3839 | 4267.6783 | 225.9736 | 4519.4713 | 225.9736 | 4519.4713 | 225.9736 | 4519.4713 | 225.9736 | 4519.4713 | 225.9736 | 4519.4713 | 225.9736 | 4519.4713 | 288.749 | 5774.9805 | 288.749 | 5774.9805 | 288.749 | 5774.9805 | 288.749 | 5774.9805 | 288.749 | 5774.9805 | 288.749 | 5774.9805 | 303.8795 | 6077.5895 | 303.8795 | 6077.5895 | 303.8795 | 6077.5895 | 303.8795 | 6077.5895 | 303.8795 | 6077.5895 | 303.8795 | 6077.5895
5 | Shifting of materials to pole pits | No. | 20 | 40.1788 | 803.5765 | 40.1788 | 803.5765 | 40.1788 | 803.5765 | 40.1788 | 803.5765 | 40.1788 | 803.5765 | 40.1788 | 803.5765 | 42.6768 | 853.5357 | 42.6768 | 853.5357 | 42.6768 | 853.5357 | 42.6768 | 853.5357 | 42.6768 | 853.5357 | 42.6768 | 853.5357 | 45.1947 | 903.8943 | 45.1947 | 903.8943 | 45.1947 | 903.8943 | 45.1947 | 903.8943 | 45.1947 | 903.8943 | 45.1947 | 903.8943 | 57.7498 | 1154.9961 | 57.7498 | 1154.9961 | 57.7498 | 1154.9961 | 57.7498 | 1154.9961 | 57.7498 | 1154.9961 | 57.7498 | 1154.9961 | 60.7759 | 1215.5179 | 60.7759 | 1215.5179 | 60.7759 | 1215.5179 | 60.7759 | 1215.5179 | 60.7759 | 1215.5179 | 60.7759 | 1215.5179
6 | Stay Pit digging | No. | 12 | 180.8047 | 2169.6566 | 180.8047 | 2169.6566 | 180.8047 | 2169.6566 | 180.8047 | 2169.6566 | 180.8047 | 2169.6566 | 180.8047 | 2169.6566 | 192.0455 | 2304.5463 | 192.0455 | 2304.5463 | 192.0455 | 2304.5463 | 192.0455 | 2304.5463 | 192.0455 | 2304.5463 | 192.0455 | 2304.5463 | 203.3762 | 2440.5145 | 203.3762 | 2440.5145 | 203.3762 | 2440.5145 | 203.3762 | 2440.5145 | 203.3762 | 2440.5145 | 203.3762 | 2440.5145 | 259.8741 | 3118.4895 | 259.8741 | 3118.4895 | 259.8741 | 3118.4895 | 259.8741 | 3118.4895 | 259.8741 | 3118.4895 | 259.8741 | 3118.4895 | 273.4915 | 3281.8983 | 273.4915 | 3281.8983 | 273.4915 | 3281.8983 | 273.4915 | 3281.8983 | 273.4915 | 3281.8983 | 273.4915 | 3281.8983
7 | Transportation of pole from road side to pole pit for a lead of 1 Km. | No. | 20 | 200.8941 | 4017.8826 | 200.8941 | 4017.8826 | 200.8941 | 4017.8826 | 200.8941 | 4017.8826 | 200.8941 | 4017.8826 | 200.8941 | 4017.8826 | 213.3839 | 4267.6783 | 213.3839 | 4267.6783 | 213.3839 | 4267.6783 | 213.3839 | 4267.6783 | 213.3839 | 4267.6783 | 213.3839 | 4267.6783 | 225.9736 | 4519.4713 | 225.9736 | 4519.4713 | 225.9736 | 4519.4713 | 225.9736 | 4519.4713 | 225.9736 | 4519.4713 | 225.9736 | 4519.4713 | 288.749 | 5774.9805 | 288.749 | 5774.9805 | 288.749 | 5774.9805 | 288.749 | 5774.9805 | 288.749 | 5774.9805 | 288.749 | 5774.9805 | 303.8795 | 6077.5895 | 303.8795 | 6077.5895 | 303.8795 | 6077.5895 | 303.8795 | 6077.5895 | 303.8795 | 6077.5895 | 303.8795 | 6077.5895
8 | Fixing of LT clamps complete per location including Service ring, distribution box, piercing connector | No. | 20 | 50.2235 | 1004.4706 | 50.2235 | 1004.4706 | 50.2235 | 1004.4706 | 50.2235 | 1004.4706 | 50.2235 | 1004.4706 | 50.2235 | 1004.4706 | 53.346 | 1066.9196 | 53.346 | 1066.9196 | 53.346 | 1066.9196 | 53.346 | 1066.9196 | 53.346 | 1066.9196 | 53.346 | 1066.9196 | 56.4934 | 1129.8678 | 56.4934 | 1129.8678 | 56.4934 | 1129.8678 | 56.4934 | 1129.8678 | 56.4934 | 1129.8678 | 56.4934 | 1129.8678 | 72.1873 | 1443.7451 | 72.1873 | 1443.7451 | 72.1873 | 1443.7451 | 72.1873 | 1443.7451 | 72.1873 | 1443.7451 | 72.1873 | 1443.7451 | 75.9699 | 1519.3974 | 75.9699 | 1519.3974 | 75.9699 | 1519.3974 | 75.9699 | 1519.3974 | 75.9699 | 1519.3974 | 75.9699 | 1519.3974
9 | Pole erection complete with earthing | No. | 20 | 502.2353 | 10044.7064 | 502.2353 | 10044.7064 | 502.2353 | 10044.7064 | 502.2353 | 10044.7064 | 502.2353 | 10044.7064 | 502.2353 | 10044.7064 | 533.4598 | 10669.1958 | 533.4598 | 10669.1958 | 533.4598 | 10669.1958 | 533.4598 | 10669.1958 | 533.4598 | 10669.1958 | 533.4598 | 10669.1958 | 564.9339 | 11298.6784 | 564.9339 | 11298.6784 | 564.9339 | 11298.6784 | 564.9339 | 11298.6784 | 564.9339 | 11298.6784 | 564.9339 | 11298.6784 | 721.8726 | 14437.4512 | 721.8726 | 14437.4512 | 721.8726 | 14437.4512 | 721.8726 | 14437.4512 | 721.8726 | 14437.4512 | 721.8726 | 14437.4512 | 759.6987 | 15193.9737 | 759.6987 | 15193.9737 | 759.6987 | 15193.9737 | 759.6987 | 15193.9737 | 759.6987 | 15193.9737 | 759.6987 | 15193.9737
10 | Concreting of stay and base pad for poles | Cft. | 119 | 16.0715 | 1912.5121 | 16.0715 | 1912.5121 | 16.0715 | 0 | 16.0715 | 0 | 16.0715 | 0 | 16.0715 | 0 | 17.0707 | 2031.4149 | 17.0707 | 2031.4149 | 17.0707 | 0 | 17.0707 | 0 | 17.0707 | 0 | 17.0707 | 0 | 18.0779 | 2151.2684 | 18.0779 | 2151.2684 | 18.0779 | 0 | 18.0779 | 0 | 18.0779 | 0 | 18.0779 | 0 | 23.0999 | 2748.8907 | 23.0999 | 2748.8907 | 23.0999 | 0 | 23.0999 | 0 | 23.0999 | 0 | 23.0999 | 0 | 24.3104 | 2892.9326 | 24.3104 | 2892.9326 | 0 | 0 | 0 | 0 | 0 | 0 | 0 | 0
11 | Concreting of stay and pole | Cft. | 299 | 0 | 0 | 0 | 0 | 16.0715 | 4805.3875 | 16.0715 | 4805.3875 | 16.0715 | 0 | 16.0715 | 0 | 0 | 0 | 0 | 0 | 17.0707 | 5104.1433 | 17.0707 | 5104.1433 | 17.0707 | 0 | 17.0707 | 0 | 0 | 0 | 0 | 0 | 18.0779 | 5405.2877 | 18.0779 | 5405.2877 | 18.0779 | 0 | 18.0779 | 0 | 0 | 0 | 0 | 0 | 23.0999 | 6906.8767 | 23.0999 | 6906.8767 | 23.0999 | 0 | 23.0999 | 0 | 0 | 0 | 0 | 0 | 24.3104 | 7268.797 | 24.3104 | 7268.797 | 0 | 0 | 0 | 0
12 | Concreting of stay and pole | Cft. | 440 | 0 | 0 | 0 | 0 | 16.0715 | 0 | 16.0715 | 0 | 16.0715 | 7071.4733 | 16.0715 | 7071.4733 | 0 | 0 | 0 | 0 | 17.0707 | 0 | 17.0707 | 0 | 17.0707 | 7511.1139 | 17.0707 | 7511.1139 | 0 | 0 | 0 | 0 | 18.0779 | 0 | 18.0779 | 0 | 18.0779 | 7954.2696 | 18.0779 | 7954.2696 | 0 | 0 | 0 | 0 | 23.0999 | 0 | 23.0999 | 0 | 23.0999 | 10163.9657 | 23.0999 | 10163.9657 | 0 | 0 | 0 | 0 | 0 | 0 | 0 | 0 | 24.3104 | 10696.5575 | 24.3104 | 10696.5575
13 | Stay erection complete | No. | 12 | 140.6259 | 1687.5107 | 140.6259 | 1687.5107 | 140.6259 | 1687.5107 | 140.6259 | 1687.5107 | 140.6259 | 1687.5107 | 140.6259 | 1687.5107 | 149.3687 | 1792.4249 | 149.3687 | 1792.4249 | 149.3687 | 1792.4249 | 149.3687 | 1792.4249 | 149.3687 | 1792.4249 | 149.3687 | 1792.4249 | 158.1815 | 1898.178 | 158.1815 | 1898.178 | 158.1815 | 1898.178 | 158.1815 | 1898.178 | 158.1815 | 1898.178 | 158.1815 | 1898.178 | 202.1243 | 2425.4918 | 202.1243 | 2425.4918 | 202.1243 | 2425.4918 | 202.1243 | 2425.4918 | 202.1243 | 2425.4918 | 202.1243 | 2425.4918 | 212.7156 | 2552.5876 | 212.7156 | 2552.5876 | 212.7156 | 2552.5876 | 212.7156 | 2552.5876 | 212.7156 | 2552.5876 | 212.7156 | 2552.5876
14 | Painting of cross arm and numbering of poles. | No. | 20 | 40.1788 | 803.5765 | 40.1788 | 803.5765 | 200.8941 | 4017.8826 | 200.8941 | 4017.8826 | 200.8941 | 4017.8826 | 200.8941 | 4017.8826 | 42.6768 | 853.5357 | 42.6768 | 853.5357 | 213.3839 | 4267.6783 | 213.3839 | 4267.6783 | 213.3839 | 4267.6783 | 213.3839 | 4267.6783 | 45.1947 | 903.8943 | 45.1947 | 903.8943 | 225.9736 | 4519.4713 | 225.9736 | 4519.4713 | 225.9736 | 4519.4713 | 225.9736 | 4519.4713 | 57.7498 | 1154.9961 | 57.7498 | 1154.9961 | 288.749 | 5774.9805 | 288.749 | 5774.9805 | 288.749 | 5774.9805 | 288.749 | 5774.9805 | 60.7759 | 1215.5179 | 60.7759 | 1215.5179 | 303.8795 | 6077.5895 | 303.8795 | 6077.5895 | 303.8795 | 6077.5895 | 303.8795 | 6077.5895
15 | TOTAL |  |  |  | 29475.187 |  | 29475.187 |  | 35582.3685 |  | 35582.3685 |  | 37848.4543 |  | 37848.4543 |  | 31307.6889 |  | 31307.6889 |  | 37794.56 |  | 37794.56 |  | 40201.5305 |  | 40201.5305 |  | 33154.8425 |  | 33154.8425 |  | 40024.439 |  | 40024.439 |  | 42573.4208 |  | 42573.4208 |  | 42365.2578 |  | 42365.2578 |  | 51143.2281 |  | 51143.2281 |  | 54400.3171 |  | 54400.3171 |  | 44585.1973 |  | 44585.1973 |  | 53823.1333 |  | 53823.1333 |  | 57250.8938 |  | 57250.8938
16 | Stringing of line
17 | (i) 3P 5W ( Cable ) | Each | 1 | 10848.2826 | 10848.2826 | 10848.2826 | 10848.2826 | 10848.2826 | 10848.2826 | 10848.2826 | 10848.2826 | 10848.2826 | 10848.2826 | 10848.2826 | 10848.2826 | 11522.7312 | 11522.7312 | 11522.7312 | 11522.7312 | 11522.7312 | 11522.7312 | 11522.7312 | 11522.7312 | 11522.7312 | 11522.7312 | 11522.7312 | 11522.7312 | 12202.5724 | 12202.5724 | 12202.5724 | 12202.5724 | 12202.5724 | 12202.5724 | 12202.5724 | 12202.5724 | 12202.5724 | 12202.5724 | 12202.5724 | 12202.5724 | 15592.447 | 15592.447 | 15592.447 | 15592.447 | 15592.447 | 15592.447 | 15592.447 | 15592.447 | 15592.447 | 15592.447 | 15592.447 | 15592.447 | 16409.4912 | 16409.4912 | 16409.4912 | 16409.4912 | 16409.4912 | 16409.4912 | 16409.4912 | 16409.4912 | 16409.4912 | 16409.4912 | 16409.4912 | 16409.4912
18 | (ii) 3P 4W ( Cable ) | Each | 0 | 8638.4528 | 0 | 8638.4528 | 0 | 8638.4528 | 0 | 8638.4528 | 0 | 8638.4528 | 0 | 8638.4528 | 0 | 9175.514 | 0 | 9175.514 | 0 | 9175.514 | 0 | 9175.514 | 0 | 9175.514 | 0 | 9175.514 | 0 | 9716.8694 | 0 | 9716.8694 | 0 | 9716.8694 | 0 | 9716.8694 | 0 | 9716.8694 | 0 | 9716.8694 | 0 | 12416.2157 | 0 | 12416.2157 | 0 | 12416.2157 | 0 | 12416.2157 | 0 | 12416.2157 | 0 | 12416.2157 | 0 | 13066.8254 | 0 | 13066.8254 | 0 | 13066.8254 | 0 | 13066.8254 | 0 | 13066.8254 | 0 | 13066.8254 | 0
19 | (ii) 1P 3W ( Cable ) | Each | 0 | 6428.61 | 0 | 6428.61 | 0 | 6428.61 | 0 | 6428.61 | 0 | 6428.61 | 0 | 6428.61 | 0 | 6828.2831 | 0 | 6828.2831 | 0 | 6828.2831 | 0 | 6828.2831 | 0 | 6828.2831 | 0 | 6828.2831 | 0 | 7231.1518 | 0 | 7231.1518 | 0 | 7231.1518 | 0 | 7231.1518 | 0 | 7231.1518 | 0 | 7231.1518 | 0 | 9239.9658 | 0 | 9239.9658 | 0 | 9239.9658 | 0 | 9239.9658 | 0 | 9239.9658 | 0 | 9239.9658 | 0 | 9724.14 | 0 | 9724.14 | 0 | 9724.14 | 0 | 9724.14 | 0 | 9724.14 | 0 | 9724.14 | 0
| TOTAL |  |  |  | 40323.4697 | 0 | 40323.4697 |  | 46430.6512 |  | 46430.6512 |  | 48696.7369 |  | 48696.7369 |  | 42830.4201 | 0 | 42830.4201 |  | 49317.2912 |  | 49317.2912 |  | 51724.2617 |  | 51724.2617 |  | 45357.4149 |  | 45357.4149 |  | 52227.0113 |  | 52227.0113 |  | 54775.9932 |  | 54775.9932 |  | 57957.7048 |  | 57957.7048 |  | 66735.6751 |  | 66735.6751 |  | 69992.7641 |  | 69992.7641 |  | 60994.6885 |  | 60994.6885 |  | 70232.6245 |  | 70232.6245 |  | 73660.3849 |  | 73660.3849

## DL-8
COST SCHEDULE -- DL - 8 for D-6 (3)
1 kM OF 1 PHASE 3 WIRE LINE ON 140 KG. PCC POLE 8 MTR. LONG USING AB XLPE CABLE FOR RURAL AREAS WITH MAXIMUM SPAN 50 MTRS.
S. No. | PARTICULARS | Unit | Qty. | 2015-16 |  | 2016-17 |  | 2017-18 |  | Year 2018-19 |  | Year 2019-20
|  |  |  | 140 Kg, 8.0 Mtr. long PCC support |  | 140 Kg, 8.0 Mtr. long PCC support |  | 140 Kg, 8.0 Mtr. long PCC support |  | 140 Kg, 8.0 Mtr. long PCC support |  | 140 Kg, 8.0 Mtr. long PCC support
|  |  |  | Using 1100 V grade AB Cable 1x25 + 1x16 + 1x25 sqmm. |  | Using 1100 V grade AB Cable 1x25 + 1x16 + 1x25 sqmm. |  | Using 1100 V grade AB Cable 1x25 + 1x16 + 1x25 sqmm. |  | Using 1100 V grade AB Cable 1x25 + 1x16 + 1x25 sqmm. |  | Using 1100 V grade AB Cable 1x25 + 1x16 + 1x25 sqmm.
|  |  |  | Rate | Amount | Rate | Amount | Rate | Amount | Rate | Amount | Rate | Amount
1 | 2 | 3 | 4 | 5 | 6 | 5 | 6 | 5 | 6 | 5 | 6 | 5 | 6
1 | Survey | Km. | 1 |  | 3013.41 |  | 3200.7567 |  | 3389.6014 | 4331.23 | 4331.2326 | 4558.19 | 4558.1892
2 | Tree cutting | Km. | 1
3 | Approach Clearance | Km. | 1
4 | Pit digging | No. | 20 | 200.8941 | 4017.8826 | 213.3839 | 4267.6783 | 225.9736 | 4519.4713 | 288.749 | 5774.9805 | 303.8795 | 6077.5895
5 | Shifting of materials to pole pits | No. | 20 | 40.1788 | 803.5765 | 42.6768 | 853.5357 | 45.1947 | 903.8943 | 57.7498 | 1154.9961 | 60.7759 | 1215.5179
6 | Stay Pit digging | No. | 12 | 180.8047 | 2169.6566 | 192.0455 | 2304.5463 | 203.3762 | 2440.5145 | 259.8741 | 3118.4895 | 273.4915 | 3281.8983
7 | Transportation of pole from road side to pole pit for a lead of 1 Km. | No. | 20 | 200.8941 | 4017.8826 | 213.3839 | 4267.6783 | 225.9736 | 4519.4713 | 288.749 | 5774.9805 | 303.8795 | 6077.5895
8 | Fixing of LT clamps complete per location including Service ring, distribution box, piercing connector etc. | No. | 20 | 50.2235 | 1004.4706 | 53.346 | 1066.9196 | 56.4934 | 1129.8678 | 72.1873 | 1443.7451 | 75.9699 | 1519.3974
9 | Pole erection complete with earthing | No. | 20 | 502.2353 | 10044.7064 | 533.4598 | 10669.1958 | 564.9339 | 11298.6784 | 721.8726 | 14437.4512 | 759.6987 | 15193.9737
10 | Concreting of stay and base pad for poles | Cft. | 119 | 16.0715 | 1912.5121 | 17.0707 | 2031.4149 | 18.0779 | 2151.2684 | 23.0999 | 2748.8907 | 24.3104 | 2892.9326
11 | Stay erection complete | No. | 12 | 140.6259 | 1687.5107 | 149.3687 | 1792.4249 | 158.1815 | 1898.178 | 202.1243 | 2425.4918 | 212.7156 | 2552.5876
12 | Painting of cross arm and numbering of poles. | No. | 20 | 40.1788 | 803.5765 | 42.6768 | 853.5357 | 45.1947 | 903.8943 | 57.7498 | 1154.9961 | 60.7759 | 1215.5179
13 | TOTAL |  |  |  | 29475.1845 |  | 31307.6862 |  | 33154.8397 |  | 42365.2541 |  | 44585.1934
14 | Stringing of line
15 | (ii) 1P 3W ( Cable ) | Set. | 1 | 6428.61 | 6428.61 | 6828.2831 | 6828.2831 | 7231.1518 | 7231.1518 | 9239.9658 | 9239.9658 | 9724.14 | 9724.14
| Grand TOTAL |  |  | 0 | 37736.2962 | 0 | 38135.9693 | 0 | 40385.9915 | 0 | 51605.2199 |  | 54309.3335
| GRAND TOTAL (ROUND OFF) |  |  |  | 33600.0122 |  | 38135.9693 |  | 40385.9915 |  | 51605 |  | 54309

## DL-9
COST SCHEDULE -- DL - 9 for D-6 (4)
1 kM OF 3 PHASE 4 WIRE LINE ON 140 KG. PCC POLE 8 MTR. LONG USING AB XLPE CABLE FOR PUMP CONNECTION UPTO 5 HP & 5 CONNECTION PER KM. WITH MAXIMUM SPAN 50 MTRS.
S. No. | PARTICULARS | Unit | Qty. | 2015-16 |  | 2016-17 |  | 2017-18 |  | Year 2018-19 |  | Year 2019-20
|  |  |  | 140 Kg, 8.0 Mtr. long PCC support |  | 140 Kg, 8.0 Mtr. long PCC support |  | 140 Kg, 8.0 Mtr. long PCC support |  | 140 Kg, 8.0 Mtr. long PCC support |  | 140 Kg, 8.0 Mtr. long PCC support
|  |  |  | Using 1100 V grade AB Cable 3x16 + 1x25 sqmm. |  | Using 1100 V grade AB Cable 3x16 + 1x25 sqmm. |  | Using 1100 V grade AB Cable 3x16 + 1x25 sqmm. |  | Using 1100 V grade AB Cable 3x16 + 1x25 sqmm. |  | Using 1100 V grade AB Cable 3x16 + 1x25 sqmm.
|  |  |  | Rate | Amount | Rate | Amount | Rate | Amount | Rate | Amount | Rate | Amount
1 | 2 | 3 | 4 | 5 | 6 | 5 | 6 | 5 | 6 | 5 | 6 | 5 | 6
1 | Survey | Km. | 1 |  | 3013.41 |  | 3200.7567 |  | 3389.6014 | 4331.23 | 4331.2326 | 4558.19 | 4558.1892
2 | Tree cutting | Km. | 1
3 | Approach Clearance | Km. | 1
4 | Pit digging | No. | 20 | 200.8941 | 4017.8826 | 213.3839 | 4267.6783 | 225.9736 | 4519.4713 | 288.749 | 5774.9805 | 303.8795 | 6077.5895
5 | Shifting of materials to pole pits | No. | 20 | 40.1788 | 803.5765 | 42.6768 | 853.5357 | 45.1947 | 903.8943 | 57.7498 | 1154.9961 | 60.7759 | 1215.5179
6 | Stay Pit digging | No. | 12 | 180.8047 | 2169.6566 | 192.0455 | 2304.5463 | 203.3762 | 2440.5145 | 259.8741 | 3118.4895 | 273.4915 | 3281.8983
7 | Transportation of pole from road side to pole pit for a lead of 1 Km. | No. | 20 | 200.8941 | 4017.8826 | 213.3839 | 4267.6783 | 225.9736 | 4519.4713 | 288.749 | 5774.9805 | 303.8795 | 6077.5895
8 | Fixing of LT clamps complete per Set including Service ring, Spring loaded distribution Box, piercing connector, etc. | Set. | 5 | 206.3875 | 1031.9376 | 219.2188 | 1096.0942 | 232.1527 | 1160.7637 | 296.6448 | 1483.2239 | 312.189 | 1560.9448
9 | Fixing of Piller Box (including Transportation) with concreting of columns and bottom area of Piller box | No. | 1 | 2837.8284 | 2837.8284 | 3014.259 | 3014.259 | 3192.1003 | 3192.1003 | 4078.8657 | 4078.8657 | 4292.5983 | 4292.5983
10 | Pole erection complete with earthing | No. | 20 | 502.2353 | 10044.7064 | 533.4598 | 10669.1958 | 564.9339 | 11298.6784 | 721.8726 | 14437.4512 | 759.6987 | 15193.9737
11 | Concreting of stay and base pad for poles | Cft. | 119 | 16.0715 | 1912.5121 | 17.0707 | 2031.4149 | 18.0779 | 2151.2684 | 23.0999 | 2748.8907 | 24.3104 | 2892.9326
12 | Stay erection complete | No. | 12 | 140.6259 | 1687.5107 | 149.3687 | 1792.4249 | 158.1815 | 1898.178 | 202.1243 | 2425.4918 | 212.7156 | 2552.5876
13 | Painting of cross arm and numbering of poles. | No. | 20 | 40.1788 | 803.5765 | 42.6768 | 853.5357 | 45.1947 | 903.8943 | 57.7498 | 1154.9961 | 60.7759 | 1215.5179
14 | TOTAL |  |  |  | 32340.4798 |  | 34351.1198 |  | 36377.8359 |  | 46483.5987 |  | 48919.3392
15 | Stringing of line
16 | (ii) 3P 4W ( Cable ) | Set. | 1 | 8638.4488 | 8638.4488 | 9175.5098 | 9175.5098 | 9716.8649 | 9716.8649 | 12416.21 | 12416.21 | 13066.8194 | 13066.8194
| GRAND TOTAL |  |  |  | 40978.9286 |  | 43526.6296 |  | 46094.7008 |  | 58899.8086 |  | 61986.1586
| GRAND TOTAL (ROUND OFF) |  |  |  | 40424.6383 |  | 43526.6296 |  | 46094.7008 |  | 58900 |  | 61986

## DL-10 HVDS200
LABOUR SCHEDULE DL-10 , HVDS 200 KVA
HVDS SYSTEM OF 200 kVA PARENT DISTRIBUTION TRANSFORMER TAKING 4 KM. LT TO BE CONVERTED
S. No. | Particulars | Unit | Qty. | 2015-2016 |  | 2016-2017 |  | 2017-2018 |  | Year 2018-19 |  | Year 2019-20
|  |  |  | Rate | Amount | Rate | Amount | Rate | Amount | Rate | Amount | Rate | Amount
1 | Pit digging | Each | 10 | 200.8941 | 2008.9413 | 213.3839 | 2133.8392 | 225.9736 | 2259.7357 | 288.749 | 2887.4902 | 303.8795 | 3038.7947
2 | Stay Pit digging | Each | 40 | 180.8047 | 7232.1886 | 192.0455 | 7681.821 | 203.3762 | 8135.0484 | 259.8741 | 10394.9649 | 273.4915 | 10939.661
3 | Shifting of materials to pole pits | Set | 10 | 200.8941 | 2008.9413 | 213.3839 | 2133.8392 | 225.9736 | 2259.7357 | 288.749 | 2887.4902 | 303.8795 | 3038.7947
4 | Transportation of pole from road side to pole pit | Each | 10 | 251.1177 | 2511.1766 | 266.7299 | 2667.299 | 282.467 | 2824.6696 | 360.9363 | 3609.3628 | 379.8493 | 3798.4934
5 | DC Cross arm fixing complete including insulator | Each | 10 | 301.3412 | 3013.4119 | 320.0759 | 3200.7587 | 338.9604 | 3389.6035 | 433.1235 | 4331.2354 | 455.8192 | 4558.1921
6 | Pole erection complete including earthing | Each | 10 | 502.2353 | 5022.3532 | 533.4598 | 5334.5979 | 564.9339 | 5649.3392 | 721.8726 | 7218.7256 | 759.6987 | 7596.9868
7 | Concreting of stay and base pad for poles | Cft. | 315 | 16.0715 | 5062.532 | 17.0707 | 5377.2747 | 18.0779 | 5694.5339 | 23.0999 | 7276.4754 | 24.3104 | 7657.7627
8 | Stay erection complete | Each | 40 | 130.5812 | 5223.2473 | 138.6995 | 5547.9818 | 146.8828 | 5875.3128 | 187.6869 | 7507.4746 | 197.5217 | 7900.8663
9 | Fixing of LA Set (2 Nos.) | Set | 10 | 100.4471 | 1004.4706 | 106.692 | 1066.9196 | 112.9868 | 1129.8678 | 144.3745 | 1443.7451 | 151.9397 | 1519.3974
10 | Anti climbing devices and danger board fixing | Each | 10 | 50.2235 | 502.2353 | 53.346 | 533.4598 | 56.4934 | 564.9339 | 72.1873 | 721.8726 | 75.9699 | 759.6987
11 | Painting of cross arm & numbering of poles. | Each | 10 | 80.3577 | 803.5765 | 85.3536 | 853.5357 | 90.3894 | 903.8943 | 115.4996 | 1154.9961 | 121.5518 | 1215.5179
12 | Painting of V cross arm, Top clamps & numbering of poles. | Each | 65 | 50.2182 | 3264.1845 | 53.3403 | 3467.1222 | 56.4874 | 3671.6824 | 72.1796 | 4691.6757 | 75.9618 | 4937.5195
13 | Fixing of LT switch box & transformer wiring etc. | Job | 10 | 150.6706 | 1506.706 | 160.0379 | 1600.3794 | 169.4802 | 1694.8018 | 216.5618 | 2165.6177 | 227.9096 | 2279.0961
14 | Handling and installation of transformer on structure | Job | 10 | 200.8941 | 2008.9413 | 213.3839 | 2133.8392 | 225.9736 | 2259.7357 | 288.749 | 2887.4902 | 303.8795 | 3038.7947
15 | Fixing of D.O fuse complete with base channel | Set | 10 | 100.4471 | 1004.4706 | 106.692 | 1066.9196 | 112.9868 | 1129.8678 | 144.3745 | 1443.7451 | 151.9397 | 1519.3974
16 | Earthing of S/s including pit digging laying and conecting wires to supports X-mer etc. | Set | 10 | 703.1294 | 7031.2945 | 746.8437 | 7468.4371 | 790.9075 | 7909.0749 | 1010.6216 | 10106.2159 | 1063.5782 | 10635.7816
17 | Installation & commissioning of TPN switch & DT Meter | Job | 10 | 662.9506 | 6629.5062 | 704.1669 | 7041.6692 | 745.7128 | 7457.1277 | 952.8718 | 9528.7178 | 1002.8023 | 10028.0226
18 | Fixing of V cross arm with top clamp | Set | 65 | 60.2642 | 3917.1758 | 64.0109 | 4160.7106 | 67.7876 | 4406.1925 | 86.619 | 5630.2328 | 91.1578 | 5925.2569
19 | Insulator fixing with GI pin | Set | 195 | 14.0597 | 2741.6371 | 14.9338 | 2912.0875 | 15.8149 | 3083.9006 | 20.2082 | 3940.6082 | 21.2672 | 4147.0961
20 | Shifting of material to pole side other than xmer location | Set | 55 | 40.1722 | 2209.4712 | 42.6698 | 2346.8363 | 45.1873 | 2485.2996 | 57.7403 | 3175.7158 | 60.7659 | 3342.1233
21 | Earthing of Metals parts of pole | No | 55 | 140.1693 | 7709.3108 | 148.8838 | 8188.6063 | 157.6679 | 8671.7341 | 201.468 | 11080.7418 | 212.025 | 11661.3727
22 | Stringing of 11 kv line | km | 4 | 6629.4824 | 26517.9296 | 7041.6439 | 28166.5757 | 7457.1009 | 29828.4037 | 9528.6836 | 38114.7343 | 10027.9866 | 40111.9463
23 | Dismentaling of LT line (conductor and Bracket) | km | 4 | 11017.3605 | 44069.4422 | 11702.3209 | 46809.2835 | 12392.7578 | 49571.0312 | 15835.4659 | 63341.8636 | 16665.2443 | 66660.9773
| TOTAL |  |  |  | 143003.1444 |  | 151893.7929 |  | 160855.5267 |  | 205541.192 |  | 216311.5504
| Transportation Charges |  |  |  | 9970.0787
The rates are proposed for normal soil conditions. In case of soft rock & hard rock, the rates of pit digging will be taken as two times and ten times respectively as compared to the rates applicable for normal soil.

## DL-11 HVDS 100
LABOUR SCHEDULE DL-11 , HVDS 100 kVA
HVDS SYSTEM OF 100 kVA PARENT DISTRIBUTION TRANSFORMER TAKING 3 KM. LT TO BE CONVERTED
S. No. | Particulars | Unit | Qty. | 2015-2016 |  | 2016-2017 |  | 2017-2018 |  | Year 2018-19 |  | Year 2019-20
|  |  |  | Rate | Amount | Rate | Amount | Rate | Amount | Rate | Amount | Rate | Amount
1 | Pit digging | Each | 8 | 200.8941 | 1607.153 | 213.3839 | 1707.0713 | 225.9736 | 1807.7885 | 288.749 | 2309.9922 | 303.8795 | 2431.0358
2 | Stay Pit digging | Each | 30 | 180.8047 | 5424.1414 | 192.0455 | 5761.3657 | 203.3762 | 6101.2863 | 259.8741 | 7796.2237 | 273.4915 | 8204.7458
3 | Shifting of materials to pole pits | Set | 8 | 200.8941 | 1607.153 | 213.3839 | 1707.0713 | 225.9736 | 1807.7885 | 288.749 | 2309.9922 | 303.8795 | 2431.0358
4 | Transportation of pole from road side to pole pit | Each | 8 | 251.1177 | 2008.9413 | 266.7299 | 2133.8392 | 282.467 | 2259.7357 | 360.9363 | 2887.4902 | 379.8493 | 3038.7947
5 | DC Cross arm fixing complete including insulator | Each | 8 | 301.3412 | 2410.7295 | 320.0759 | 2560.607 | 338.9604 | 2711.6828 | 433.1235 | 3464.9883 | 455.8192 | 3646.5537
6 | Pole erection complete including earthing | Each | 8 | 502.2353 | 4017.8826 | 533.4598 | 4267.6783 | 564.9339 | 4519.4713 | 721.8726 | 5774.9805 | 759.6987 | 6077.5895
7 | Concreting of stay and base pad for poles | Cft. | 237 | 16.0715 | 3808.9527 | 17.0707 | 4045.7591 | 18.0779 | 4284.4588 | 23.0999 | 5474.6815 | 24.3104 | 5761.5548
8 | Stay erection complete | Each | 30 | 130.5812 | 3917.4355 | 138.6995 | 4160.9864 | 146.8828 | 4406.4846 | 187.6869 | 5630.606 | 197.5217 | 5925.6497
9 | Fixing of LA Set (2 Nos.) | Set | 8 | 100.4471 | 803.5765 | 106.692 | 853.5357 | 112.9868 | 903.8943 | 144.3745 | 1154.9961 | 151.9397 | 1215.5179
10 | Anti climbing devices and danger board fixing | Each | 8 | 50.2235 | 401.7883 | 53.346 | 426.7678 | 56.4934 | 451.9471 | 72.1873 | 577.498 | 75.9699 | 607.7589
11 | Painting of cross arm & numbering of poles. | Each | 8 | 80.3577 | 642.8612 | 85.3536 | 682.8285 | 90.3894 | 723.1154 | 115.4996 | 923.9969 | 121.5518 | 972.4143
12 | Painting of V cross arm, Top clamps & numbering of poles. | Each | 45 | 50.2182 | 2259.8201 | 53.3403 | 2400.3153 | 56.4874 | 2541.9339 | 72.1796 | 3248.0832 | 75.9618 | 3418.2828
13 | Fixing of LT switch box & transformer wiring etc. | Job | 8 | 150.6706 | 1205.3648 | 160.0379 | 1280.3035 | 169.4802 | 1355.8414 | 216.5618 | 1732.4941 | 227.9096 | 1823.2768
14 | Handling and installation of transformer on structure | Job | 8 | 200.8941 | 1607.153 | 213.3839 | 1707.0713 | 225.9736 | 1807.7885 | 288.749 | 2309.9922 | 303.8795 | 2431.0358
15 | Fixing of D.O fuse complete with base channel | Set | 8 | 100.4471 | 803.5765 | 106.692 | 853.5357 | 112.9868 | 903.8943 | 144.3745 | 1154.9961 | 151.9397 | 1215.5179
16 | Earthing of S/s including pit digging laying and conecting wires to supports X-mer etc. | Set | 6 | 703.1294 | 4218.7767 | 746.8437 | 4481.0622 | 790.9075 | 4745.4449 | 1010.6216 | 6063.7295 | 1063.5782 | 6381.4689
17 | Installation & commissioning of TPN switch & DT Meter | Job | 6 | 662.9506 | 3977.7037 | 704.1669 | 4225.0015 | 745.7128 | 4474.2766 | 952.8718 | 5717.2307 | 1002.8023 | 6016.8136
18 | Fixing of V cross arm with top clamp | Set | 45 | 60.2642 | 2711.891 | 64.0109 | 2880.4919 | 67.7876 | 3050.4409 | 86.619 | 3897.8534 | 91.1578 | 4102.101
19 | Insulator fixing with GI pin | Set | 135 | 14.0597 | 1898.0565 | 14.9338 | 2016.0606 | 15.8149 | 2135.0081 | 20.2082 | 2728.1134 | 21.2672 | 2871.0665
20 | Shifting of material to pole side other than xmer location | Set | 37 | 40.1722 | 1486.3715 | 42.6698 | 1578.7808 | 45.1873 | 1671.9288 | 57.7403 | 2136.3906 | 60.7659 | 2248.3375
21 | Earthing of Metals parts of pole | No | 37 | 140.1693 | 5186.2636 | 148.8838 | 5508.6988 | 157.6679 | 5833.712 | 201.468 | 7454.3172 | 212.025 | 7844.9234
22 | Stringing of 11 kv line | km | 3 | 6629.4824 | 19888.4472 | 7041.6439 | 21124.9318 | 7457.1009 | 22371.3028 | 9528.6836 | 28586.0507 | 10027.9866 | 30083.9598
23 | Dismentaling of LT line (conductor and Bracket) | km | 3 | 11017.3605 | 33052.0816 | 11702.3209 | 35106.9626 | 12392.7578 | 37178.2734 | 15835.4659 | 47506.3977 | 16665.2443 | 49995.733
| TOTAL |  |  |  | 104946.1211 |  | 111470.7264 |  | 118047.4993 |  | 150841.0946 |  | 158745.1679
The rates are proposed for normal soil conditions. In case of soft rock & hard rock, the rates of pit digging will be taken as two times and ten times respectively as compared to the rates applicable for normal soil.

## DL-12 HVDS 63 (hidden)
LABOUR SCHEDULE DL-12 , HVDS 63 KVA
HVDS systemof 63 KVA Parent D- Xmer Taking 2 km LT to be converted
S. No. | Particulars | Unit | Qty. | 2015-2016 |  | 2016-2017 |  | 2017-2018 |  | Year 2018-19 |  | Year 2019-20
|  |  |  | Rate | Amount | Rate | Amount | Rate | Amount | Rate | Amount | Rate | Amount
1 | Pit digging | Each | 6 | 200.8941 | 1205.3648 | 213.3839 | 1280.3035 | 225.9736 | 1355.8414 | 288.749 | 1732.4941 | 303.8795 | 1823.2768
2 | Stay Pit digging | Each | 25 | 180.8047 | 4520.1179 | 192.0455 | 4801.1381 | 203.3762 | 5084.4053 | 259.8741 | 6496.8531 | 273.4915 | 6837.2882
3 | Shifting of materials to pole pits | Set | 6 | 200.8941 | 1205.3648 | 213.3839 | 1280.3035 | 225.9736 | 1355.8414 | 288.749 | 1732.4941 | 303.8795 | 1823.2768
4 | Transportation of pole from road side to pole pit | Each | 6 | 251.1177 | 1506.706 | 266.7299 | 1600.3794 | 282.467 | 1694.8018 | 360.9363 | 2165.6177 | 379.8493 | 2279.0961
5 | DC Cross arm fixing complete including insulator | Each | 6 | 301.3412 | 1808.0471 | 320.0759 | 1920.4552 | 338.9604 | 2033.7621 | 433.1235 | 2598.7412 | 455.8192 | 2734.9153
6 | Pole erection complete including earthing | Each | 6 | 502.2353 | 3013.4119 | 533.4598 | 3200.7587 | 564.9339 | 3389.6035 | 721.8726 | 4331.2354 | 759.6987 | 4558.1921
7 | Concreting of stay and base pad for poles | Cft. | 196 | 16.0715 | 3150.0199 | 17.0707 | 3345.8598 | 18.0779 | 3543.2655 | 23.0999 | 4527.5847 | 24.3104 | 4764.8301
8 | Stay erection complete | Each | 25 | 130.5812 | 3264.5296 | 138.6995 | 3467.4886 | 146.8828 | 3672.0705 | 187.6869 | 4692.1716 | 197.5217 | 4938.0414
9 | Fixing of LA Set (2 Nos.) | Set | 6 | 100.4471 | 602.6824 | 106.692 | 640.1517 | 112.9868 | 677.9207 | 144.3745 | 866.2471 | 151.9397 | 911.6384
10 | Anti climbing devices and danger board fixing | Each | 6 | 50.2235 | 301.3412 | 53.346 | 320.0759 | 56.4934 | 338.9604 | 72.1873 | 433.1235 | 75.9699 | 455.8192
11 | Painting of cross arm & numbering of poles. | Each | 6 | 80.3577 | 482.1459 | 85.3536 | 512.1214 | 90.3894 | 542.3366 | 115.4996 | 692.9977 | 121.5518 | 729.3107
12 | Painting of V cross arm, Top clamps & numbering of poles. | Each | 45 | 50.2182 | 2259.8201 | 53.3403 | 2400.3153 | 56.4874 | 2541.9339 | 72.1796 | 3248.0832 | 75.9618 | 3418.2828
13 | Fixing of LT switch box & transformer wiring etc. | Job | 6 | 150.6706 | 904.0236 | 160.0379 | 960.2276 | 169.4802 | 1016.8811 | 216.5618 | 1299.3706 | 227.9096 | 1367.4576
14 | Handling and installation of transformer on structure | Job | 6 | 200.8941 | 1205.3648 | 213.3839 | 1280.3035 | 225.9736 | 1355.8414 | 288.749 | 1732.4941 | 303.8795 | 1823.2768
15 | Fixing of D.O fuse complete with base channel | Set | 6 | 100.4471 | 602.6824 | 106.692 | 640.1517 | 112.9868 | 677.9207 | 144.3745 | 866.2471 | 151.9397 | 911.6384
16 | Earthing of S/s including pit digging laying and conecting wires to supports X-mer etc. | Set | 4 | 703.1294 | 2812.5178 | 746.8437 | 2987.3748 | 790.9075 | 3163.6299 | 1010.6216 | 4042.4863 | 1063.5782 | 4254.3126
17 | Installation & commissioning of TPN switch & DT Meter | Job | 4 | 662.9506 | 2651.8025 | 704.1669 | 2816.6677 | 745.7128 | 2982.8511 | 952.8718 | 3811.4871 | 1002.8023 | 4011.209
18 | Fixing of V cross arm with top clamp | Set | 45 | 60.2642 | 2711.891 | 64.0109 | 2880.4919 | 67.7876 | 3050.4409 | 86.619 | 3897.8534 | 91.1578 | 4102.101
19 | Insulator fixing with GI pin | Set | 195 | 14.0597 | 2741.6371 | 14.9338 | 2912.0875 | 15.8149 | 3083.9006 | 20.2082 | 3940.6082 | 21.2672 | 4147.0961
20 | Shifting of material to pole side other than xmer location | Set | 39 | 40.1722 | 1566.716 | 42.6698 | 1664.1203 | 45.1873 | 1762.3033 | 57.7403 | 2251.8712 | 60.7659 | 2369.8693
21 | Earthing of Metals parts of pole | No | 39 | 140.1693 | 5466.6022 | 148.8838 | 5806.4663 | 157.6679 | 6149.0478 | 201.468 | 7857.2533 | 212.025 | 8268.9734
22 | Stringing of 11 kv line | km | 2 | 6629.4824 | 13258.9648 | 7041.6439 | 14083.2879 | 7457.1009 | 14914.2019 | 9528.6836 | 19057.3671 | 10027.9866 | 20055.9732
23 | Dismentaling of LT line (conductor and Bracket) | km | 2 | 11017.3605 | 22034.7211 | 11702.3209 | 23404.6417 | 12392.7578 | 24785.5156 | 15835.4659 | 31670.9318 | 16665.2443 | 33330.4886
| TOTAL |  |  |  | 79276.4745 |  | 84205.1722 |  | 89173.2774 |  | 113945.6139 |  | 119916.364
| Transportation Chargest |  |  |  | 5982.0409
The rates are proposed for normal soil conditions. In case of soft rock & hard rock, the rates of pit digging will be taken as two times and ten times respectively as compared to the rates applicable for normal soil.

## DL-12 HVDS (2)
LABOUR SCHEDULE DL-12 , HVDS 63 KVA
HVDS SYSTEM OF 63 kVA PARENT DISTRIBUTION TRANSFORMER TAKING 2 KM. LT TO BE CONVERTED
S.No. | Particulars | Unit | Qty. | 2015-2016 |  | 2016-2017 |  | 2017-2018 |  | Year 2018-19 |  | Year 2019-20
|  |  |  | Rate | Amount | Rate | Amount | Rate | Amount | Rate | Amount | Rate | Amount
1 | Pit digging | Each | 6 | 200.8941 | 1205.3648 | 213.3839 | 1280.3035 | 225.9736 | 1355.8414 | 288.749 | 1732.4941 | 303.8795 | 1823.2768
2 | Stay Pit digging | Each | 25 | 180.8047 | 4520.1179 | 192.0455 | 4801.1381 | 203.3762 | 5084.4053 | 259.8741 | 6496.8531 | 273.4915 | 6837.2882
3 | Shifting of materials to pole pits | Set | 6 | 200.8941 | 1205.3648 | 213.3839 | 1280.3035 | 225.9736 | 1355.8414 | 288.749 | 1732.4941 | 303.8795 | 1823.2768
4 | Transportation of pole from road side to pole pit | Each | 6 | 251.1177 | 1506.706 | 266.7299 | 1600.3794 | 282.467 | 1694.8018 | 360.9363 | 2165.6177 | 379.8493 | 2279.0961
5 | DC Cross arm fixing complete including insulator | Each | 6 | 301.3412 | 1808.0471 | 320.0759 | 1920.4552 | 338.9604 | 2033.7621 | 433.1235 | 2598.7412 | 455.8192 | 2734.9153
6 | Pole erection complete including earthing | Each | 6 | 502.2353 | 3013.4119 | 533.4598 | 3200.7587 | 564.9339 | 3389.6035 | 721.8726 | 4331.2354 | 759.6987 | 4558.1921
7 | Concreting of stay and base pad for poles | Cft. | 196 | 16.0715 | 3150.0199 | 17.0707 | 3345.8598 | 18.0779 | 3543.2655 | 23.0999 | 4527.5847 | 24.3104 | 4764.8301
8 | Stay erection complete | Each | 25 | 130.5812 | 3264.5296 | 138.6995 | 3467.4886 | 146.8828 | 3672.0705 | 187.6869 | 4692.1716 | 197.5217 | 4938.0414
9 | Fixing of LA Set (2 Nos.) | Set | 6 | 100.4471 | 602.6824 | 106.692 | 640.1517 | 112.9868 | 677.9207 | 144.3745 | 866.2471 | 151.9397 | 911.6384
10 | Anti climbing devices and danger board fixing | Each | 6 | 50.2235 | 301.3412 | 53.346 | 320.0759 | 56.4934 | 338.9604 | 72.1873 | 433.1235 | 75.9699 | 455.8192
11 | Painting of cross arm & numbering of poles. | Each | 6 | 80.3577 | 482.1459 | 85.3536 | 512.1214 | 90.3894 | 542.3366 | 115.4996 | 692.9977 | 121.5518 | 729.3107
12 | Painting of V- cross arm, Top clamps & numbering of poles. | Each | 45 | 50.2182 | 2259.8201 | 53.3403 | 2400.3153 | 56.4874 | 2541.9339 | 72.1796 | 3248.0832 | 75.9618 | 3418.2828
13 | Fixing of LT switch box & transformer wiring etc. | Job | 6 | 150.6706 | 904.0236 | 160.0379 | 960.2276 | 169.4802 | 1016.8811 | 216.5618 | 1299.3706 | 227.9096 | 1367.4576
14 | Handling and installation of transformer on structure | Job | 6 | 200.8941 | 1205.3648 | 213.3839 | 1280.3035 | 225.9736 | 1355.8414 | 288.749 | 1732.4941 | 303.8795 | 1823.2768
15 | Fixing of D.O fuse complete with base channel | Set | 6 | 100.4471 | 602.6824 | 106.692 | 640.1517 | 112.9868 | 677.9207 | 144.3745 | 866.2471 | 151.9397 | 911.6384
16 | Earthing of S/s including pit digging laying and conecting wires to supports X-mer etc. | Set | 4 | 703.1294 | 2812.5178 | 746.8437 | 2987.3748 | 790.9075 | 3163.6299 | 1010.6216 | 4042.4863 | 1063.5782 | 4254.3126
17 | Installation & commissioning of TPN switch & DT Meter | Job | 4 | 662.9506 | 2651.8025 | 704.1669 | 2816.6677 | 745.7128 | 2982.8511 | 952.8718 | 3811.4871 | 1002.8023 | 4011.209
18 | Fixing of V cross arm with top clamp | Set | 45 | 60.2642 | 2711.891 | 64.0109 | 2880.4919 | 67.7876 | 3050.4409 | 86.619 | 3897.8534 | 91.1578 | 4102.101
19 | Insulator fixing with GI pin | Set | 195 | 14.0597 | 2741.6371 | 14.9338 | 2912.0875 | 15.8149 | 3083.9006 | 20.2082 | 3940.6082 | 21.2672 | 4147.0961
20 | Shifting of material to pole side other than xmer location | Set | 39 | 40.1722 | 1566.716 | 42.6698 | 1664.1203 | 45.1873 | 1762.3033 | 57.7403 | 2251.8712 | 60.7659 | 2369.8693
21 | Earthing of Metals parts of pole | No | 39 | 140.1693 | 5466.6022 | 148.8838 | 5806.4663 | 157.6679 | 6149.0478 | 201.468 | 7857.2533 | 212.025 | 8268.9734
22 | Stringing of 11 kv line | km | 2 | 6629.4824 | 13258.9648 | 7041.6439 | 14083.2879 | 7457.1009 | 14914.2019 | 9528.6836 | 19057.3671 | 10027.9866 | 20055.9732
23 | Dismentling of LT line (conductor and Bracket) | km | 2 | 11017.3605 | 22034.7211 | 11702.3209 | 23404.6417 | 12392.7578 | 24785.5156 | 15835.4659 | 31670.9318 | 16665.2443 | 33330.4886
| TOTAL |  |  |  | 79276.4745 |  | 84205.1722 |  | 89173.2774 |  | 113945.6139 |  | 119916.364
| Transportation Chargest |  |  |  | 5982.0409
The rates are proposed for normal soil conditions. In case of soft rock & hard rock, the rates of pit digging will be taken as two times and ten times respectively as compared to the rates applicable for normal soil.